## Title
Calculator of Levelized Cost of Electricity for Photovoltaics
Version 1.2
Date: 27. February 2014
Author: Daniel Fürstenwerth
Suggested citation:
Agora Energiewende (2015): Calculator of Levelized Cost of Electricity for Photovoltaics; www.agora-energiewende.org/pv-cost
Change to Version 1.0: none
v1.1 | Results are displayed as numbers below the graph
v1.2 | Formular to proportionaly include the cost of second inverter (cell G56 et al) corrected; impact on result 0% in 2050, <1% in other years

## Introduction
Calculator of Levelized Cost of Electricity of Photovoltaics
What is the purpose of this tool?
Agora Energiewende aims to provide a simple tool to enable anybody interested to calculate the current and future cost for electricity produced by utility-scale photovoltaics in different countries, using standard parameters based on the study "Current and Future Cost of Photovoltaics" by Fraunhofer ISE or using own assumptions.
How do I use this tool?
To calculate the current and future cost of electricity from solar PV in a specific country, go to the tab "Cost of solar per country_inEUR" and select the country of interest. The results will automatically be updated, using a database on the range of expected power production within different countries.
Can I display results in my own currency?
If you wish to display results in a different currency than EUR, go to the tab "..in other currency", and select both the country of interest AND the currency of interest. Please note that the currency is not automatically chosen.
(The exchange rates used for calculations are based on the time of analysis) may 2014. They can be changed in the tab "currencies" and will then be automatically used for further calculations.)
How are the levelized cost of electricity calculated?
To compare the cost of electricity production, the total specific cost and the entire power production are calculated over the entire lifetime of the power plant and an average is calculated ("levelized cost of electricity").
What is the origin of the assumptions used by Agora Energiewende?
The first key assumption, the current and future cost of building and operating a photovoltaic power plant , are based on the results of the study "Current and Future Cost of Photovoltaics" by Fraunhofer ISE, assuming that cost for large-scale power plants will be similar in all countries due to global markets for the components.
The second key assumption, power production per photovoltaic power plants in different countries of the world (depending on solar irradiation and further parameters), are based on data provided in a recent publication by Pietzcker et al. (PIK/DLR/TU Berlin) , whithout considering the 10% least suitable areas for photovoltaic power generation per country.
The third key parameter, weighted average cost of capital (WACC), depends on both risk perception of investors and cost of capital on international and regional markets. To allow variation of this important parameter, three different values can be included in parallel. The default-setting ranges from 5% (representing a typical value for investment in large-scale photovoltaic power plants in Germany) to 10% (representing a typical cost of capital for investment in medium-risk or non-regulated environments).
How can I change assumptions?
The tab "Cost of solar per country_inEUR" allows the variation of cost of capital only. The tab "Expert Calculator" allows anyone to change all parameters of the calculation easily and thus analyse the effects that a variation of different assumptions has on the levelized cost of electricity.
Who can I turn to for further questions?
This tool was developed by Daniel Fürstenwerth, Senior Associate at Agora Energiewende. For any questions please contact daniel.fuerstenwerth@agora-energiewende.de

## Cost of solar per country_inEUR
Select country and 3 different levels for cost of capital (WACC)
[6 empty] | Title | Levelized Cost of electricity from large scale solar PV: United Kingdom |  |  |  | 5% WACC
| Select Country: |  |  |  |  | ID | WACC | FLH | Name |  | 7,5% WACC
| United Kingdom |  |  |  |  | 1 | 5% | 0 | 5% WACC, |  | 10% WACC
[6 empty] | 2 | 7.5% | 0 | 7,5% WACC,
| Choose Cost of capital (WACC): |  |  |  |  | 3 | 10% | 0 | 10% WACC,
| high | 10% |  |  |  |  | Full load hours: 800 - 1150 kWh/kWp p.a., Cost of capital (WACC): between 5% and 10%
| medium | 7.5%
| low | 5%
|  |  |  | Year | 2015 | [5 empty] | 2025 | [5 empty] | 2035 | [5 empty] | 2050
|  |  |  | WACC | 5% |  | 7.5% |  | 10% |  | 5% |  | 7.5% |  | 10% |  | 5% |  | 7.5% |  | 10% |  | 5% |  | 7.5% |  | 10%
|  |  |  | Country | Min | Max | Min | Max | Min | Max | Min | Max | Min | Max | Min | Max | Min | Max | Min | Max | Min | Max | Min | Max | Min | Max | Min | Max
|  |  |  | United Kingdom | 7.3475 | 11.6881 | 8.8405 | 14.1149 | 10.4634 | 16.7535 | 5.455 | 9.3481 | 6.5307 | 11.2838 | 7.701 | 13.3902 | 4.001 | 8.0398 | 4.7579 | 9.7479 | 5.5822 | 11.6077 | 2.5562 | 6.4813 | 3.0276 | 7.9611 | 3.5406 | 9.5707
Full load hours per country based on: Pietzcker et.al, Using the sun to decarbonize the power sector: The economic potential of photovoltaics and concentrating solar power; Applied Energy 135 (2014) 704-720, Supplementary Information Table 9
60.5
50
6.0723
Calculation Engine below
|  |  | ID |  |  | 1 | 1 | 2 | 2 | 3 | 3 | 4 | 4 | 1 | 1 | 2 | 2 | 3 | 3 | 4 | 4 | 1 | 1 | 2 | 2 | 3 | 3 | 4 | 4 | 1 | 1 | 2 | 2 | 3 | 3 | 4 | 4
| Full load hours (avg) | 0 | Year of investment |  | Date | 2015 | 2015 | 2015 | 2015 | 2015 | 2015 | 2015 | 2015 | 2025 | 2025 | 2025 | 2025 | 2025 | 2025 | 2025 | 2025 | 2035 | 2035 | 2035 | 2035 | 2035 | 2035 | 2035 | 2035 | 2050 | 2050 | 2050 | 2050 | 2050 | 2050 | 2050 | 2050
| Full load hours rounded (avg) | 0 | Scenario |  |  | 4 | 1 | 4 | 1 | 4 | 1 | 4 | 1 | 4 | 1 | 4 | 1 | 4 | 1 | 4 | 1 | 4 | 1 | 4 | 1 | 4 | 1 | 4 | 1 | 4 | 1 | 4 | 1 | 4 | 1 | 4 | 1
| Full load hours Min (top x%) | 800 | Min/Max |  |  | Min | Max | Min | Max | Min | Max | Min | Max | Min | Max | Min | Max | Min | Max | Min | Max | Min | Max | Min | Max | Min | Max | Min | Max | Min | Max | Min | Max | Min | Max | Min | Max
| Full load hours Max | 1150 | Ressource Level |  | kWh/kW/year | 1150 | 800 | 1150 | 800 | 1150 | 800 | 1150 | 800 | 1150 | 800 | 1150 | 800 | 1150 | 800 | 1150 | 800 | 1150 | 800 | 1150 | 800 | 1150 | 800 | 1150 | 800 | 1150 | 800 | 1150 | 800 | 1150 | 800 | 1150 | 800
|  |  | LCOE |  | ct/kWh | 7.3475 | 11.6881 | 8.8405 | 14.1149 | 10.4634 | 16.7535 | #N/A | #N/A | 5.455 | 9.3481 | 6.5307 | 11.2838 | 7.701 | 13.3902 | #N/A | #N/A | 4.001 | 8.0398 | 4.7579 | 9.7479 | 5.5822 | 11.6077 | #N/A | #N/A | 2.5562 | 6.4813 | 3.0276 | 7.9611 | 3.5406 | 9.5707 | #N/A | #N/A
|  |  | Parameter | Comment | Unit
|  |  | Invest cost | turnkey cost | EUR/kW | 900.6398 | 1020.893 | 900.6398 | 1020.893 | 900.6398 | 1020.893 | 900.6398 | 1020.893 | 644.9485 | 809.6405 | 644.9485 | 809.6405 | 644.9485 | 809.6405 | 644.9485 | 809.6405 | 452.0535 | 710.188 | 452.0535 | 710.188 | 452.0535 | 710.188 | 452.0535 | 710.188 | 278.3978 | 605.685 | 278.3978 | 605.685 | 278.3978 | 605.685 | 278.3978 | 605.685
|  |  | Inverter replacement cost | optional: cost for inverter at year of replacement (simplification used here: cost at year of system installation) | EUR/kW | 36.0706 | 56.7808 | 36.0706 | 56.7808 | 36.0706 | 56.7808 | 36.0706 | 56.7808 | 25.1906 | 47.5635 | 25.1906 | 47.5635 | 25.1906 | 47.5635 | 25.1906 | 47.5635 | 20.8027 | 42.5263 | 20.8027 | 42.5263 | 20.8027 | 42.5263 | 20.8027 | 42.5263 | 20.8027 | 42.5263 | 20.8027 | 42.5263 | 20.8027 | 42.5263 | 20.8027 | 42.5263 | Selector/Gather |  | 2015 | 2015 | 2015 | 2015 | 2015 | 2015 | 2015 | 2015 | 2025 | 2025 | 2025 | 2025 | 2025 | 2025 | 2025 | 2025 | 2035 | 2035 | 2035 | 2035 | 2035 | 2035 | 2035 | 2035 | 2050 | 2050 | 2050 | 2050 | 2050 | 2050 | 2050 | 2050
|  |  | Inverter lifetime | optional: year of inverter replacement | y | 15 | 15 | 15 | 15 | 15 | 15 | 15 | 15 | 15 | 15 | 15 | 15 | 15 | 15 | 15 | 15 | 15 | 15 | 15 | 15 | 15 | 15 | 15 | 15 | 15 | 15 | 15 | 15 | 15 | 15 | 15 | 15 |  | Country | 1 | 1 | 2 | 2 | 3 | 3 | 4 | 4 | 1 | 1 | 2 | 2 | 3 | 3 | 4 | 4 | 1 | 1 | 2 | 2 | 3 | 3 | 4 | 4 | 1 | 1 | 2 | 2 | 3 | 3 | 4 | 4
|  |  | Invest cost incl. inverter replacement |  | EUR/kW | 912.3675 | 1039.3542 | 908.8798 | 1033.864 | 906.4764 | 1030.0807 | #N/A | #N/A | 654.2607 | 827.2233 | 651.4914 | 821.9943 | 649.583 | 818.3911 | #N/A | #N/A | 460.6701 | 727.8028 | 458.1076 | 722.5643 | 456.3418 | 718.9545 | #N/A | #N/A | 288.4042 | 626.1408 | 285.4284 | 620.0574 | 283.3778 | 615.8654 | #N/A | #N/A |  | Min/Max | Min | Max | Min | Max | Min | Max | Min | Max | Min | Max | Min | Max | Min | Max | Min | Max | Min | Max | Min | Max | Min | Max | Min | Max | Min | Max | Min | Max | Min | Max | Min | Max
|  |  | Annuity investment cost |  | EUR/kW/year | 64.552 | 73.5366 | 81.3767 | 92.5672 | 99.7314 | 113.3305 | #N/A | #N/A | 45.0649 | 56.9785 | 57.2707 | 72.2591 | 70.5907 | 88.9352 | #N/A | #N/A | 30.9645 | 48.9202 | 39.6193 | 62.4908 | 49.0635 | 77.2983 | #N/A | #N/A | 18.7611 | 40.7314 | 24.1676 | 52.501 | 30.0605 | 65.3305 | #N/A | #N/A |  | Value | 7.3475 | 11.6881 | 8.8405 | 14.1149 | 10.4634 | 16.7535 | #N/A | #N/A | 5.455 | 9.3481 | 6.5307 | 11.2838 | 7.701 | 13.3902 | #N/A | #N/A | 4.001 | 8.0398 | 4.7579 | 9.7479 | 5.5822 | 11.6077 | #N/A | #N/A | 2.5562 | 6.4813 | 3.0276 | 7.9611 | 3.5406 | 9.5707 | #N/A | #N/A
|  |  | Opex per year |  | EUR/kW/year | 19.7222 | 19.7222 | 19.7222 | 19.7222 | 19.7222 | 19.7222 | 19.7222 | 19.7222 | 16.9444 | 16.9444 | 16.9444 | 16.9444 | 16.9444 | 16.9444 | 16.9444 | 16.9444 | 14.1667 | 14.1667 | 14.1667 | 14.1667 | 14.1667 | 14.1667 | 14.1667 | 14.1667 | 10 | 10 | 10 | 10 | 10 | 10 | 10 | 10
|  |  | Lifetime |  | y | 25.1389 | 25.1389 | 25.1389 | 25.1389 | 25.1389 | 25.1389 | 25.1389 | 25.1389 | 26.5278 | 26.5278 | 26.5278 | 26.5278 | 26.5278 | 26.5278 | 26.5278 | 26.5278 | 27.9167 | 27.9167 | 27.9167 | 27.9167 | 27.9167 | 27.9167 | 27.9167 | 27.9167 | 30 | 30 | 30 | 30 | 30 | 30 | 30 | 30
|  |  | Wacc |  | %, real | 5% | 5% | 7.5% | 7.5% | 10% | 10% | #N/A | #N/A | 5% | 5% | 7.5% | 7.5% | 10% | 10% | #N/A | #N/A | 5% | 5% | 7.5% | 7.5% | 10% | 10% | #N/A | #N/A | 5% | 5% | 7.5% | 7.5% | 10% | 10% | #N/A | #N/A | Transfer |  | 2015 | [7 empty] | 2025 | [7 empty] | 2035 | [7 empty] | 2050
|  |  | Degradation per year |  | %/y | 0.2% | 0.2% | 0.2% | 0.2% | 0.2% | 0.2% | 0.2% | 0.2% | 0.2% | 0.2% | 0.2% | 0.2% | 0.2% | 0.2% | 0.2% | 0.2% | 0.2% | 0.2% | 0.2% | 0.2% | 0.2% | 0.2% | 0.2% | 0.2% | 0.2% | 0.2% | 0.2% | 0.2% | 0.2% | 0.2% | 0.2% | 0.2% |  |  | 1 | 2 | 3 | 4 |  |  |  |  | 1 | 2 | 3 | 4 |  |  |  |  | 1 | 2 | 3 | 4 |  |  |  |  | 1 | 2 | 3 | 4
|  |  | FLH | in year 1 | kWh/kW | 1150 | 800 | 1150 | 800 | 1150 | 800 | 1150 | 800 | 1150 | 800 | 1150 | 800 | 1150 | 800 | 1150 | 800 | 1150 | 800 | 1150 | 800 | 1150 | 800 | 1150 | 800 | 1150 | 800 | 1150 | 800 | 1150 | 800 | 1150 | 800 |  |  | 7.3475 | [7 empty] | 5.455 | [7 empty] | 4.001 | [7 empty] | 2.5562
[40 empty] | 4.3406 | [7 empty] | 3.8931 | [7 empty] | 4.0387 | [7 empty] | 3.9252
|  |  | Total cost (net present value) |  | EUR | 1191.1181 | 1318.1048 | 1129.1533 | 1254.1375 | 1085.7352 | 1209.3395 | #N/A | #N/A | 900.2632 | 1073.2258 | 844.2455 | 1014.7484 | 805.5076 | 974.3157 | #N/A | #N/A | 671.4325 | 938.5651 | 621.9131 | 886.3697 | 588.1065 | 850.7192 | #N/A | #N/A | 442.1287 | 779.8654 | 403.5322 | 738.1613 | 377.6469 | 710.1346 | #N/A | #N/A |  |  |  | 8.8405 | [7 empty] | 6.5307 | [7 empty] | 4.7579 | [7 empty] | 3.0276
|  |  | Total production (net present value) |  | kWh | 16211.1067 | 11277.2916 | 12772.4404 | 8885.176 | 10376.4982 | 7218.4336 | #N/A | #N/A | 16503.509 | 11480.7019 | 12927.3447 | 8992.9354 | 10459.7684 | 7276.3606 | #N/A | #N/A | 16781.4305 | 11674.0386 | 13071.1535 | 9092.9763 | 10535.3172 | 7328.9163 | #N/A | #N/A | 17296.6638 | 12032.4618 | 13328.6067 | 9272.0743 | 10666.048 | 7419.8594 | #N/A | #N/A |  |  |  | 5.2744 | [7 empty] | 4.7531 | [7 empty] | 4.9899 | [7 empty] | 4.9336
[42 empty] | 10.4634 | [7 empty] | 7.701 | [7 empty] | 5.5822 | [7 empty] | 3.5406
|  |  | LCOE - Investment cost |  | ct/kWh | 3.1284 | 5.1229 | 3.1164 | 5.0959 | 3.1082 | 5.0772 | #N/A | #N/A | 2.1624 | 3.9302 | 2.1533 | 3.9054 | 2.147 | 3.8883 | #N/A | #N/A | 1.4697 | 3.3377 | 1.4615 | 3.3137 | 1.4558 | 3.2971 | #N/A | #N/A | 0.86045 | 2.6854 | 0.85157 | 2.6593 | 0.84545 | 2.6413 | #N/A | #N/A |  |  |  |  | 6.2901 | [7 empty] | 5.6891 | [7 empty] | 6.0255 | [7 empty] | 6.0301
|  |  | LCOE - Capital cost |  | ct/kWh | 2.4997 | 4.0934 | 3.9995 | 6.5399 | 5.6277 | 9.1929 | #N/A | #N/A | 1.802 | 3.2751 | 2.8864 | 5.235 | 4.0633 | 7.359 | #N/A | #N/A | 1.2755 | 2.8967 | 2.0432 | 4.6327 | 2.8757 | 6.5127 | #N/A | #N/A | 0.80695 | 2.5184 | 1.2899 | 4.0281 | 1.8114 | 5.6589 | #N/A | #N/A | [5 empty] | #N/A | [7 empty] | #N/A | [7 empty] | #N/A | [7 empty] | #N/A
|  |  | LCOE - Opex |  | ct/kWh | 1.7195 | 2.4718 | 1.7246 | 2.4791 | 1.7275 | 2.4833 | #N/A | #N/A | 1.4906 | 2.1427 | 1.4911 | 2.1434 | 1.4907 | 2.1429 | #N/A | #N/A | 1.2559 | 1.8054 | 1.2532 | 1.8015 | 1.2507 | 1.7979 | #N/A | #N/A | 0.88875 | 1.2776 | 0.88609 | 1.2738 | 0.88382 | 1.2705 | #N/A | #N/A | [5 empty] | #N/A | [7 empty] | #N/A | [7 empty] | #N/A | [7 empty] | #N/A
[38 empty] | Graph | Title | Levelized Cost of electricity from large scale solar PV: United Kingdom
|  |  | LCOE - Investment cost [%] |  | % | 42.58% | 43.83% | 35.25% | 36.1% | 29.71% | 30.31% | #N/A | #N/A | 39.64% | 42.04% | 32.97% | 34.61% | 27.88% | 29.04% | #N/A | #N/A | 36.73% | 41.51% | 30.72% | 33.99% | 26.08% | 28.4% | #N/A | #N/A | 33.66% | 41.43% | 28.13% | 33.4% | 23.88% | 27.6% | #N/A | #N/A |  | Year |  | 2015 | [7 empty] | 2025 | [7 empty] | 2035 | [11 empty] | 2050
|  |  | LCOE - Capital cost [%] |  | % | 34.02% | 35.02% | 45.24% | 46.33% | 53.78% | 54.87% | #N/A | #N/A | 33.03% | 35.03% | 44.2% | 46.39% | 52.76% | 54.96% | #N/A | #N/A | 31.88% | 36.03% | 42.94% | 47.53% | 51.52% | 56.11% | #N/A | #N/A | 31.57% | 38.86% | 42.61% | 50.6% | 51.16% | 59.13% | #N/A | #N/A |  | Country |  | 1 | 2 | 3 |  | 1 | 2 | 3 |  | 1 | 2 | 3 |  | 1 | 2 | 3 |  | 1 | 2 | 3 |  | 1 | 2 | 3 |  | 1 | 2 | 3 |  | 1 | 2 | 3
|  |  | LCOE - Opex [%] |  | % | 23.4% | 21.15% | 19.51% | 17.56% | 16.51% | 14.82% | #N/A | #N/A | 27.33% | 22.92% | 22.83% | 19% | 19.36% | 16% | #N/A | #N/A | 31.39% | 22.46% | 26.34% | 18.48% | 22.4% | 15.49% | #N/A | #N/A | 34.77% | 19.71% | 29.27% | 16% | 24.96% | 13.27% | #N/A | #N/A |  | Country Name |  | 5% WACC, 2015 | 7,5% WACC, 2015 | 10% WACC, 2015 | [5 empty] | 5% WACC, 2025 | 7,5% WACC, 2025 | 10% WACC, 2025 | [5 empty] | 5% WACC, 2035 | 7,5% WACC, 2035 | 10% WACC, 2035 | [9 empty] | 5% WACC, | 7,5% WACC, | 10% WACC,
[39 empty] | Min |  | 7.3475 | 0 | 0 | [5 empty] | 5.455 | 0 | 0 | [5 empty] | 4.001 | 0 | 0 | [9 empty] | 2.5562 | 0 | 0
[39 empty] | Max |  | 4.3406 | 0 | 0 | [5 empty] | 3.8931 | 0 | 0 | [5 empty] | 4.0387 | 0 | 0 | [9 empty] | 3.9252 | 0 | 0
|  |  | Year |  |  | Power output (not discounted) | Power output (not discounted) | Power output (not discounted) | Power output (not discounted) | Power output (not discounted) | Power output (not discounted) | Power output (not discounted) | Power output (not discounted) | Power output (not discounted) | Power output (not discounted) | Power output (not discounted) | Power output (not discounted) | Power output (not discounted) | Power output (not discounted) | Power output (not discounted) | Power output (not discounted) | Power output (not discounted) | Power output (not discounted) | Power output (not discounted) | Power output (not discounted) | Power output (not discounted) | Power output (not discounted) | Power output (not discounted) | Power output (not discounted) | Power output (not discounted) | Power output (not discounted) | Power output (not discounted) | Power output (not discounted) | Power output (not discounted) | Power output (not discounted) | Power output (not discounted) | Power output (not discounted) |  | Min |  | 0 | 8.8405 | 0 | [5 empty] | 0 | 6.5307 | 0 | [5 empty] | 0 | 4.7579 | 0 | [9 empty] | 0 | 3.0276 | 0
|  |  | 0 | [35 empty] | Max |  | 0 | 5.2744 | 0 | [5 empty] | 0 | 4.7531 | 0 | [5 empty] | 0 | 4.9899 | 0 | [9 empty] | 0 | 4.9336 | 0
|  |  | 1 |  |  | 1150 | 800 | 1150 | 800 | 1150 | 800 | 1150 | 800 | 1150 | 800 | 1150 | 800 | 1150 | 800 | 1150 | 800 | 1150 | 800 | 1150 | 800 | 1150 | 800 | 1150 | 800 | 1150 | 800 | 1150 | 800 | 1150 | 800 | 1150 | 800 |  | Min |  | 0 | 0 | 10.4634 | [5 empty] | 0 | 0 | 7.701 | [5 empty] | 0 | 0 | 5.5822 | [9 empty] | 0 | 0 | 3.5406
|  |  | 2 |  |  | 1147.7 | 798.4 | 1147.7 | 798.4 | 1147.7 | 798.4 | 1147.7 | 798.4 | 1147.7 | 798.4 | 1147.7 | 798.4 | 1147.7 | 798.4 | 1147.7 | 798.4 | 1147.7 | 798.4 | 1147.7 | 798.4 | 1147.7 | 798.4 | 1147.7 | 798.4 | 1147.7 | 798.4 | 1147.7 | 798.4 | 1147.7 | 798.4 | 1147.7 | 798.4 |  | Max |  | 0 | 0 | 6.2901 | [5 empty] | 0 | 0 | 5.6891 | [5 empty] | 0 | 0 | 6.0255 | [9 empty] | 0 | 0 | 6.0301
|  |  | 3 |  |  | 1145.4046 | 796.8032 | 1145.4046 | 796.8032 | 1145.4046 | 796.8032 | 1145.4046 | 796.8032 | 1145.4046 | 796.8032 | 1145.4046 | 796.8032 | 1145.4046 | 796.8032 | 1145.4046 | 796.8032 | 1145.4046 | 796.8032 | 1145.4046 | 796.8032 | 1145.4046 | 796.8032 | 1145.4046 | 796.8032 | 1145.4046 | 796.8032 | 1145.4046 | 796.8032 | 1145.4046 | 796.8032 | 1145.4046 | 796.8032 |  | Min |  | 0 | 0 | 0 | [5 empty] | 0 | 0 | 0 | [5 empty] | 0 | 0 | 0 | [9 empty] | 0 | 0 | 0
|  |  | 4 |  |  | 1143.1138 | 795.2096 | 1143.1138 | 795.2096 | 1143.1138 | 795.2096 | 1143.1138 | 795.2096 | 1143.1138 | 795.2096 | 1143.1138 | 795.2096 | 1143.1138 | 795.2096 | 1143.1138 | 795.2096 | 1143.1138 | 795.2096 | 1143.1138 | 795.2096 | 1143.1138 | 795.2096 | 1143.1138 | 795.2096 | 1143.1138 | 795.2096 | 1143.1138 | 795.2096 | 1143.1138 | 795.2096 | 1143.1138 | 795.2096 |  | Max |  | 0 | 0 | 0 | [5 empty] | 0 | 0 | 0 | [5 empty] | 0 | 0 | 0 | [9 empty] | 0 | 0 | 0
|  |  | 5 |  |  | 1140.8276 | 793.6192 | 1140.8276 | 793.6192 | 1140.8276 | 793.6192 | 1140.8276 | 793.6192 | 1140.8276 | 793.6192 | 1140.8276 | 793.6192 | 1140.8276 | 793.6192 | 1140.8276 | 793.6192 | 1140.8276 | 793.6192 | 1140.8276 | 793.6192 | 1140.8276 | 793.6192 | 1140.8276 | 793.6192 | 1140.8276 | 793.6192 | 1140.8276 | 793.6192 | 1140.8276 | 793.6192 | 1140.8276 | 793.6192
|  |  | 6 |  |  | 1138.5459 | 792.0319 | 1138.5459 | 792.0319 | 1138.5459 | 792.0319 | 1138.5459 | 792.0319 | 1138.5459 | 792.0319 | 1138.5459 | 792.0319 | 1138.5459 | 792.0319 | 1138.5459 | 792.0319 | 1138.5459 | 792.0319 | 1138.5459 | 792.0319 | 1138.5459 | 792.0319 | 1138.5459 | 792.0319 | 1138.5459 | 792.0319 | 1138.5459 | 792.0319 | 1138.5459 | 792.0319 | 1138.5459 | 792.0319
|  |  | 7 |  |  | 1136.2688 | 790.4479 | 1136.2688 | 790.4479 | 1136.2688 | 790.4479 | 1136.2688 | 790.4479 | 1136.2688 | 790.4479 | 1136.2688 | 790.4479 | 1136.2688 | 790.4479 | 1136.2688 | 790.4479 | 1136.2688 | 790.4479 | 1136.2688 | 790.4479 | 1136.2688 | 790.4479 | 1136.2688 | 790.4479 | 1136.2688 | 790.4479 | 1136.2688 | 790.4479 | 1136.2688 | 790.4479 | 1136.2688 | 790.4479
|  |  | 8 |  |  | 1133.9963 | 788.867 | 1133.9963 | 788.867 | 1133.9963 | 788.867 | 1133.9963 | 788.867 | 1133.9963 | 788.867 | 1133.9963 | 788.867 | 1133.9963 | 788.867 | 1133.9963 | 788.867 | 1133.9963 | 788.867 | 1133.9963 | 788.867 | 1133.9963 | 788.867 | 1133.9963 | 788.867 | 1133.9963 | 788.867 | 1133.9963 | 788.867 | 1133.9963 | 788.867 | 1133.9963 | 788.867
|  |  | 9 |  |  | 1131.7283 | 787.2892 | 1131.7283 | 787.2892 | 1131.7283 | 787.2892 | 1131.7283 | 787.2892 | 1131.7283 | 787.2892 | 1131.7283 | 787.2892 | 1131.7283 | 787.2892 | 1131.7283 | 787.2892 | 1131.7283 | 787.2892 | 1131.7283 | 787.2892 | 1131.7283 | 787.2892 | 1131.7283 | 787.2892 | 1131.7283 | 787.2892 | 1131.7283 | 787.2892 | 1131.7283 | 787.2892 | 1131.7283 | 787.2892
|  |  | 10 |  |  | 1129.4648 | 785.7147 | 1129.4648 | 785.7147 | 1129.4648 | 785.7147 | 1129.4648 | 785.7147 | 1129.4648 | 785.7147 | 1129.4648 | 785.7147 | 1129.4648 | 785.7147 | 1129.4648 | 785.7147 | 1129.4648 | 785.7147 | 1129.4648 | 785.7147 | 1129.4648 | 785.7147 | 1129.4648 | 785.7147 | 1129.4648 | 785.7147 | 1129.4648 | 785.7147 | 1129.4648 | 785.7147 | 1129.4648 | 785.7147
|  |  | 11 |  |  | 1127.2059 | 784.1432 | 1127.2059 | 784.1432 | 1127.2059 | 784.1432 | 1127.2059 | 784.1432 | 1127.2059 | 784.1432 | 1127.2059 | 784.1432 | 1127.2059 | 784.1432 | 1127.2059 | 784.1432 | 1127.2059 | 784.1432 | 1127.2059 | 784.1432 | 1127.2059 | 784.1432 | 1127.2059 | 784.1432 | 1127.2059 | 784.1432 | 1127.2059 | 784.1432 | 1127.2059 | 784.1432 | 1127.2059 | 784.1432
|  |  | 12 |  |  | 1124.9515 | 782.5749 | 1124.9515 | 782.5749 | 1124.9515 | 782.5749 | 1124.9515 | 782.5749 | 1124.9515 | 782.5749 | 1124.9515 | 782.5749 | 1124.9515 | 782.5749 | 1124.9515 | 782.5749 | 1124.9515 | 782.5749 | 1124.9515 | 782.5749 | 1124.9515 | 782.5749 | 1124.9515 | 782.5749 | 1124.9515 | 782.5749 | 1124.9515 | 782.5749 | 1124.9515 | 782.5749 | 1124.9515 | 782.5749
|  |  | 13 |  |  | 1122.7016 | 781.0098 | 1122.7016 | 781.0098 | 1122.7016 | 781.0098 | 1122.7016 | 781.0098 | 1122.7016 | 781.0098 | 1122.7016 | 781.0098 | 1122.7016 | 781.0098 | 1122.7016 | 781.0098 | 1122.7016 | 781.0098 | 1122.7016 | 781.0098 | 1122.7016 | 781.0098 | 1122.7016 | 781.0098 | 1122.7016 | 781.0098 | 1122.7016 | 781.0098 | 1122.7016 | 781.0098 | 1122.7016 | 781.0098
|  |  | 14 |  |  | 1120.4562 | 779.4478 | 1120.4562 | 779.4478 | 1120.4562 | 779.4478 | 1120.4562 | 779.4478 | 1120.4562 | 779.4478 | 1120.4562 | 779.4478 | 1120.4562 | 779.4478 | 1120.4562 | 779.4478 | 1120.4562 | 779.4478 | 1120.4562 | 779.4478 | 1120.4562 | 779.4478 | 1120.4562 | 779.4478 | 1120.4562 | 779.4478 | 1120.4562 | 779.4478 | 1120.4562 | 779.4478 | 1120.4562 | 779.4478
|  |  | 15 |  |  | 1118.2153 | 777.8889 | 1118.2153 | 777.8889 | 1118.2153 | 777.8889 | 1118.2153 | 777.8889 | 1118.2153 | 777.8889 | 1118.2153 | 777.8889 | 1118.2153 | 777.8889 | 1118.2153 | 777.8889 | 1118.2153 | 777.8889 | 1118.2153 | 777.8889 | 1118.2153 | 777.8889 | 1118.2153 | 777.8889 | 1118.2153 | 777.8889 | 1118.2153 | 777.8889 | 1118.2153 | 777.8889 | 1118.2153 | 777.8889
|  |  | 16 |  |  | 1115.9788 | 776.3331 | 1115.9788 | 776.3331 | 1115.9788 | 776.3331 | 1115.9788 | 776.3331 | 1115.9788 | 776.3331 | 1115.9788 | 776.3331 | 1115.9788 | 776.3331 | 1115.9788 | 776.3331 | 1115.9788 | 776.3331 | 1115.9788 | 776.3331 | 1115.9788 | 776.3331 | 1115.9788 | 776.3331 | 1115.9788 | 776.3331 | 1115.9788 | 776.3331 | 1115.9788 | 776.3331 | 1115.9788 | 776.3331
|  |  | 17 |  |  | 1113.7469 | 774.7804 | 1113.7469 | 774.7804 | 1113.7469 | 774.7804 | 1113.7469 | 774.7804 | 1113.7469 | 774.7804 | 1113.7469 | 774.7804 | 1113.7469 | 774.7804 | 1113.7469 | 774.7804 | 1113.7469 | 774.7804 | 1113.7469 | 774.7804 | 1113.7469 | 774.7804 | 1113.7469 | 774.7804 | 1113.7469 | 774.7804 | 1113.7469 | 774.7804 | 1113.7469 | 774.7804 | 1113.7469 | 774.7804
|  |  | 18 |  |  | 1111.5194 | 773.2309 | 1111.5194 | 773.2309 | 1111.5194 | 773.2309 | 1111.5194 | 773.2309 | 1111.5194 | 773.2309 | 1111.5194 | 773.2309 | 1111.5194 | 773.2309 | 1111.5194 | 773.2309 | 1111.5194 | 773.2309 | 1111.5194 | 773.2309 | 1111.5194 | 773.2309 | 1111.5194 | 773.2309 | 1111.5194 | 773.2309 | 1111.5194 | 773.2309 | 1111.5194 | 773.2309 | 1111.5194 | 773.2309
|  |  | 19 |  |  | 1109.2963 | 771.6844 | 1109.2963 | 771.6844 | 1109.2963 | 771.6844 | 1109.2963 | 771.6844 | 1109.2963 | 771.6844 | 1109.2963 | 771.6844 | 1109.2963 | 771.6844 | 1109.2963 | 771.6844 | 1109.2963 | 771.6844 | 1109.2963 | 771.6844 | 1109.2963 | 771.6844 | 1109.2963 | 771.6844 | 1109.2963 | 771.6844 | 1109.2963 | 771.6844 | 1109.2963 | 771.6844 | 1109.2963 | 771.6844
|  |  | 20 |  |  | 1107.0778 | 770.141 | 1107.0778 | 770.141 | 1107.0778 | 770.141 | 1107.0778 | 770.141 | 1107.0778 | 770.141 | 1107.0778 | 770.141 | 1107.0778 | 770.141 | 1107.0778 | 770.141 | 1107.0778 | 770.141 | 1107.0778 | 770.141 | 1107.0778 | 770.141 | 1107.0778 | 770.141 | 1107.0778 | 770.141 | 1107.0778 | 770.141 | 1107.0778 | 770.141 | 1107.0778 | 770.141
|  |  | 21 |  |  | 1104.8636 | 768.6008 | 1104.8636 | 768.6008 | 1104.8636 | 768.6008 | 1104.8636 | 768.6008 | 1104.8636 | 768.6008 | 1104.8636 | 768.6008 | 1104.8636 | 768.6008 | 1104.8636 | 768.6008 | 1104.8636 | 768.6008 | 1104.8636 | 768.6008 | 1104.8636 | 768.6008 | 1104.8636 | 768.6008 | 1104.8636 | 768.6008 | 1104.8636 | 768.6008 | 1104.8636 | 768.6008 | 1104.8636 | 768.6008
|  |  | 22 |  |  | 1102.6539 | 767.0636 | 1102.6539 | 767.0636 | 1102.6539 | 767.0636 | 1102.6539 | 767.0636 | 1102.6539 | 767.0636 | 1102.6539 | 767.0636 | 1102.6539 | 767.0636 | 1102.6539 | 767.0636 | 1102.6539 | 767.0636 | 1102.6539 | 767.0636 | 1102.6539 | 767.0636 | 1102.6539 | 767.0636 | 1102.6539 | 767.0636 | 1102.6539 | 767.0636 | 1102.6539 | 767.0636 | 1102.6539 | 767.0636
|  |  | 23 |  |  | 1100.4486 | 765.5294 | 1100.4486 | 765.5294 | 1100.4486 | 765.5294 | 1100.4486 | 765.5294 | 1100.4486 | 765.5294 | 1100.4486 | 765.5294 | 1100.4486 | 765.5294 | 1100.4486 | 765.5294 | 1100.4486 | 765.5294 | 1100.4486 | 765.5294 | 1100.4486 | 765.5294 | 1100.4486 | 765.5294 | 1100.4486 | 765.5294 | 1100.4486 | 765.5294 | 1100.4486 | 765.5294 | 1100.4486 | 765.5294
|  |  | 24 |  |  | 1098.2477 | 763.9984 | 1098.2477 | 763.9984 | 1098.2477 | 763.9984 | 1098.2477 | 763.9984 | 1098.2477 | 763.9984 | 1098.2477 | 763.9984 | 1098.2477 | 763.9984 | 1098.2477 | 763.9984 | 1098.2477 | 763.9984 | 1098.2477 | 763.9984 | 1098.2477 | 763.9984 | 1098.2477 | 763.9984 | 1098.2477 | 763.9984 | 1098.2477 | 763.9984 | 1098.2477 | 763.9984 | 1098.2477 | 763.9984
|  |  | 25 |  |  | 1096.0512 | 762.4704 | 1096.0512 | 762.4704 | 1096.0512 | 762.4704 | 1096.0512 | 762.4704 | 1096.0512 | 762.4704 | 1096.0512 | 762.4704 | 1096.0512 | 762.4704 | 1096.0512 | 762.4704 | 1096.0512 | 762.4704 | 1096.0512 | 762.4704 | 1096.0512 | 762.4704 | 1096.0512 | 762.4704 | 1096.0512 | 762.4704 | 1096.0512 | 762.4704 | 1096.0512 | 762.4704 | 1096.0512 | 762.4704
|  |  | 26 |  |  | 1093.8591 | 760.9454 | 1093.8591 | 760.9454 | 1093.8591 | 760.9454 | 1093.8591 | 760.9454 | 1093.8591 | 760.9454 | 1093.8591 | 760.9454 | 1093.8591 | 760.9454 | 1093.8591 | 760.9454 | 1093.8591 | 760.9454 | 1093.8591 | 760.9454 | 1093.8591 | 760.9454 | 1093.8591 | 760.9454 | 1093.8591 | 760.9454 | 1093.8591 | 760.9454 | 1093.8591 | 760.9454 | 1093.8591 | 760.9454
|  |  | 27 |  |  | 0 | 0 | 0 | 0 | 0 | 0 | 0 | 0 | 1091.6714 | 759.4235 | 1091.6714 | 759.4235 | 1091.6714 | 759.4235 | 1091.6714 | 759.4235 | 1091.6714 | 759.4235 | 1091.6714 | 759.4235 | 1091.6714 | 759.4235 | 1091.6714 | 759.4235 | 1091.6714 | 759.4235 | 1091.6714 | 759.4235 | 1091.6714 | 759.4235 | 1091.6714 | 759.4235
|  |  | 28 |  |  | 0 | 0 | 0 | 0 | 0 | 0 | 0 | 0 | 0 | 0 | 0 | 0 | 0 | 0 | 0 | 0 | 1089.488 | 757.9047 | 1089.488 | 757.9047 | 1089.488 | 757.9047 | 1089.488 | 757.9047 | 1089.488 | 757.9047 | 1089.488 | 757.9047 | 1089.488 | 757.9047 | 1089.488 | 757.9047
|  |  | 29 |  |  | 0 | 0 | 0 | 0 | 0 | 0 | 0 | 0 | 0 | 0 | 0 | 0 | 0 | 0 | 0 | 0 | 0 | 0 | 0 | 0 | 0 | 0 | 0 | 0 | 1087.309 | 756.3889 | 1087.309 | 756.3889 | 1087.309 | 756.3889 | 1087.309 | 756.3889
|  |  | 30 |  |  | 0 | 0 | 0 | 0 | 0 | 0 | 0 | 0 | 0 | 0 | 0 | 0 | 0 | 0 | 0 | 0 | 0 | 0 | 0 | 0 | 0 | 0 | 0 | 0 | 1085.1344 | 754.8761 | 1085.1344 | 754.8761 | 1085.1344 | 754.8761 | 1085.1344 | 754.8761
|  |  | 31 |  |  | 0 | 0 | 0 | 0 | 0 | 0 | 0 | 0 | 0 | 0 | 0 | 0 | 0 | 0 | 0 | 0 | 0 | 0 | 0 | 0 | 0 | 0 | 0 | 0 | 0 | 0 | 0 | 0 | 0 | 0 | 0 | 0
|  |  | 32 |  |  | 0 | 0 | 0 | 0 | 0 | 0 | 0 | 0 | 0 | 0 | 0 | 0 | 0 | 0 | 0 | 0 | 0 | 0 | 0 | 0 | 0 | 0 | 0 | 0 | 0 | 0 | 0 | 0 | 0 | 0 | 0 | 0
|  |  | 33 |  |  | 0 | 0 | 0 | 0 | 0 | 0 | 0 | 0 | 0 | 0 | 0 | 0 | 0 | 0 | 0 | 0 | 0 | 0 | 0 | 0 | 0 | 0 | 0 | 0 | 0 | 0 | 0 | 0 | 0 | 0 | 0 | 0
|  |  | 34 |  |  | 0 | 0 | 0 | 0 | 0 | 0 | 0 | 0 | 0 | 0 | 0 | 0 | 0 | 0 | 0 | 0 | 0 | 0 | 0 | 0 | 0 | 0 | 0 | 0 | 0 | 0 | 0 | 0 | 0 | 0 | 0 | 0
|  |  | 35 |  |  | 0 | 0 | 0 | 0 | 0 | 0 | 0 | 0 | 0 | 0 | 0 | 0 | 0 | 0 | 0 | 0 | 0 | 0 | 0 | 0 | 0 | 0 | 0 | 0 | 0 | 0 | 0 | 0 | 0 | 0 | 0 | 0
|  |  | 36 |  |  | 0 | 0 | 0 | 0 | 0 | 0 | 0 | 0 | 0 | 0 | 0 | 0 | 0 | 0 | 0 | 0 | 0 | 0 | 0 | 0 | 0 | 0 | 0 | 0 | 0 | 0 | 0 | 0 | 0 | 0 | 0 | 0
|  |  | 37 |  |  | 0 | 0 | 0 | 0 | 0 | 0 | 0 | 0 | 0 | 0 | 0 | 0 | 0 | 0 | 0 | 0 | 0 | 0 | 0 | 0 | 0 | 0 | 0 | 0 | 0 | 0 | 0 | 0 | 0 | 0 | 0 | 0
|  |  | 38 |  |  | 0 | 0 | 0 | 0 | 0 | 0 | 0 | 0 | 0 | 0 | 0 | 0 | 0 | 0 | 0 | 0 | 0 | 0 | 0 | 0 | 0 | 0 | 0 | 0 | 0 | 0 | 0 | 0 | 0 | 0 | 0 | 0
|  |  | 39 |  |  | 0 | 0 | 0 | 0 | 0 | 0 | 0 | 0 | 0 | 0 | 0 | 0 | 0 | 0 | 0 | 0 | 0 | 0 | 0 | 0 | 0 | 0 | 0 | 0 | 0 | 0 | 0 | 0 | 0 | 0 | 0 | 0
|  |  | 40 |  |  | 0 | 0 | 0 | 0 | 0 | 0 | 0 | 0 | 0 | 0 | 0 | 0 | 0 | 0 | 0 | 0 | 0 | 0 | 0 | 0 | 0 | 0 | 0 | 0 | 0 | 0 | 0 | 0 | 0 | 0 | 0 | 0
Afghanistan
Algeria
Azerbaijan
Albania
Armenia
Andorra
Angola
Argentina
Australia
Austria
Bahrain
Botswana
Belgium
Bahamas, The
Bangladesh
Belize
Bosnia and Herzegovina
Bolivia
Myanmar (Burma)
Benin
Belarus
Brazil
Bhutan
Bulgaria
Brunei
Burundi
Canada
Cambodia
Chad
Sri Lanka
Republic of the Congo
Democratic Rep. of the Congo
China
Hong Kong
Chile
Cameroon
Colombia
Costa Rica
Central African Republic
Cuba
Cyprus
Czech Republic
Denmark
Djibouti
Dominica
Dominican Republic
Ecuador
Egypt
Ireland
Estonia
Eritrea
El Salvador
Ethiopia
French Guiana
Finland
France
Gambia, The
Gabon
Georgia
Ghana
Guernsey
Germany
Greece
Guatemala
Guinea
Guyana
Haiti
Honduras
Croatia
Hungary
Iceland
Indonesia
Man, Isle of
India
Iran
Israel
Israel-Disputed (Golan Heights)
Israel-Disputed (West Bank)
Israel-Disputed (Gaza Strip)
Italy
Cote dIvoire (Ivory Coast)
Iraq
Japan
Jersey
Jamaica
Jordan
Kenya
Kyrgyzstan
Korea, North
Korea, South
Kuwait
Kazakhstan
Laos
Lebanon
Latvia
Lithuania
Slovakia
Liechtenstein
Lesotho
Luxembourg
Libya
Madagascar
Martinique
Moldova
Mongolia
Malawi
Macedonia (FYROM)
Mali
Morocco
Mauritania
Malta
Oman
Montenegro
Mexico
Malaysia
Mozambique
Niger
Nigeria
Netherlands
Norway
Nepal
Suriname
Netherlands Antilles
Nicaragua
New Zealand
Paraguay
Peru
Pakistan
Poland
Panama
Portugal
Papua New Guinea
Guinea-Bissau
Qatar
Romania
Philippines
Puerto Rico
Russia
Rwanda
Saudi Arabia
South Africa
Senegal
Slovenia
Sierra Leone
Somalia
Spain
Serbia
Sudan
Sweden
Syria
Switzerland
United Arab Emirates
Trinidad and Tobago
Thailand
Tajikistan
Togo
Tunisia
Turkey
Taiwan
Turkmenistan
Tanzania
Uganda
United Kingdom
Ukraine
United States
Burkina Faso
Uruguay
Uzbekistan
Venezuela
Vietnam
Namibia
Western Sahara
Swaziland
Yemen
Zambia
Zimbabwe

## ...in other currency
Select country and 3 different levels for cost of capital (WACC), and currency to display
[6 empty] | Title | Levelized Cost of electricity from large scale solar PV: United Kingdom |  |  |  | 5% WACC
| Select Country: |  |  |  |  | ID | WACC | FLH | Name |  | 7,5% WACC
| United Kingdom |  |  |  |  | 1 | 5% | 0 | 5% WACC, |  | 10% WACC
[6 empty] | 2 | 7.5% | 0 | 7,5% WACC,
| Choose Cost of capital (WACC): |  |  |  |  | 3 | 10% | 0 | 10% WACC,
| high | 10% |  |  |  | Subtitle: | Full load hours: 800 - 1150 kWh/kWp p.a., Cost of capital (WACC): between 5% and 10%
| medium | 7.5% |  |  |  | Currency | British Pound /MWh
| low | 5% |  |  |  |  | cost of capital (WACC) between "&H4*100&"% and "&H6*100&"%"
Select currency
| Currency | British Pound
| One British Pound is worth X EUR (May 2014): | 1.2173
|  |  |  | Year | 2015 | [5 empty] | 2025 | [5 empty] | 2035 | [5 empty] | 2050
|  |  |  | WACC | 5% |  | 7.5% |  | 10% |  | 5% |  | 7.5% |  | 10% |  | 5% |  | 7.5% |  | 10% |  | 5% |  | 7.5% |  | 10%
|  |  |  | Country | Min | Max | Min | Max | Min | Max | Min | Max | Min | Max | Min | Max | Min | Max | Min | Max | Min | Max | Min | Max | Min | Max | Min | Max
|  |  |  | United Kingdom | 60.3601 | 96.018 | 72.6251 | 115.9543 | 85.9569 | 137.6299 | 44.8127 | 76.7945 | 53.6497 | 92.6967 | 63.2638 | 110.0001 | 32.8686 | 66.0467 | 39.0862 | 80.0786 | 45.8581 | 95.3573 | 20.9988 | 53.2442 | 24.8714 | 65.4006 | 29.0864 | 78.6235
Full load hours per country based on: Pietzcker et.al, Using the sun to decarbonize the power sector: The economic potential of photovoltaics and concentrating solar power; Applied Energy 135 (2014) 704-720, Supplementary Information Table 9
Calculation Engine below
|  |  | ID |  |  | 1 | 1 | 2 | 2 | 3 | 3 | 4 | 4 | 1 | 1 | 2 | 2 | 3 | 3 | 4 | 4 | 1 | 1 | 2 | 2 | 3 | 3 | 4 | 4 | 1 | 1 | 2 | 2 | 3 | 3 | 4 | 4
| Full load hours (avg) | 0 | Year of investment |  | Date | 2015 | 2015 | 2015 | 2015 | 2015 | 2015 | 2015 | 2015 | 2025 | 2025 | 2025 | 2025 | 2025 | 2025 | 2025 | 2025 | 2035 | 2035 | 2035 | 2035 | 2035 | 2035 | 2035 | 2035 | 2050 | 2050 | 2050 | 2050 | 2050 | 2050 | 2050 | 2050
| Full load hours rounded (avg) | 0 | Scenario |  |  | 4 | 1 | 4 | 1 | 4 | 1 | 4 | 1 | 4 | 1 | 4 | 1 | 4 | 1 | 4 | 1 | 4 | 1 | 4 | 1 | 4 | 1 | 4 | 1 | 4 | 1 | 4 | 1 | 4 | 1 | 4 | 1
| Full load hours Min (top x%) | 800 | Min/Max |  |  | Min | Max | Min | Max | Min | Max | Min | Max | Min | Max | Min | Max | Min | Max | Min | Max | Min | Max | Min | Max | Min | Max | Min | Max | Min | Max | Min | Max | Min | Max | Min | Max
| Full load hours Max | 1150 | Ressource Level |  | kWh/kW/year | 1150 | 800 | 1150 | 800 | 1150 | 800 | 1150 | 800 | 1150 | 800 | 1150 | 800 | 1150 | 800 | 1150 | 800 | 1150 | 800 | 1150 | 800 | 1150 | 800 | 1150 | 800 | 1150 | 800 | 1150 | 800 | 1150 | 800 | 1150 | 800
|  |  | LCOE in selected currency |  | X/MWh | 60.3601 | 96.018 | 72.6251 | 115.9543 | 85.9569 | 137.6299 | #N/A | #N/A | 44.8127 | 76.7945 | 53.6497 | 92.6967 | 63.2638 | 110.0001 | #N/A | #N/A | 32.8686 | 66.0467 | 39.0862 | 80.0786 | 45.8581 | 95.3573 | #N/A | #N/A | 20.9988 | 53.2442 | 24.8714 | 65.4006 | 29.0864 | 78.6235 | #N/A | #N/A
|  |  | LCOE in EUR |  | ct/kWh | 7.3475 | 11.6881 | 8.8405 | 14.1149 | 10.4634 | 16.7535 | #N/A | #N/A | 5.455 | 9.3481 | 6.5307 | 11.2838 | 7.701 | 13.3902 | #N/A | #N/A | 4.001 | 8.0398 | 4.7579 | 9.7479 | 5.5822 | 11.6077 | #N/A | #N/A | 2.5562 | 6.4813 | 3.0276 | 7.9611 | 3.5406 | 9.5707 | #N/A | #N/A
|  |  | Parameter | Comment | Unit
|  |  | Invest cost | turnkey cost | EUR/kW | 900.6398 | 1020.893 | 900.6398 | 1020.893 | 900.6398 | 1020.893 | 900.6398 | 1020.893 | 644.9485 | 809.6405 | 644.9485 | 809.6405 | 644.9485 | 809.6405 | 644.9485 | 809.6405 | 452.0535 | 710.188 | 452.0535 | 710.188 | 452.0535 | 710.188 | 452.0535 | 710.188 | 278.3978 | 605.685 | 278.3978 | 605.685 | 278.3978 | 605.685 | 278.3978 | 605.685
|  |  | Inverter replacement cost | optional: cost for inverter at year of replacement (simplification used here: cost at year of system installation) | EUR/kW | 36.0706 | 56.7808 | 36.0706 | 56.7808 | 36.0706 | 56.7808 | 36.0706 | 56.7808 | 25.1906 | 47.5635 | 25.1906 | 47.5635 | 25.1906 | 47.5635 | 25.1906 | 47.5635 | 20.8027 | 42.5263 | 20.8027 | 42.5263 | 20.8027 | 42.5263 | 20.8027 | 42.5263 | 20.8027 | 42.5263 | 20.8027 | 42.5263 | 20.8027 | 42.5263 | 20.8027 | 42.5263 | Selector/Gather |  | 2015 | 2015 | 2015 | 2015 | 2015 | 2015 | 2015 | 2015 | 2025 | 2025 | 2025 | 2025 | 2025 | 2025 | 2025 | 2025 | 2035 | 2035 | 2035 | 2035 | 2035 | 2035 | 2035 | 2035 | 2050 | 2050 | 2050 | 2050 | 2050 | 2050 | 2050 | 2050
|  |  | Inverter lifetime | optional: year of inverter replacement | y | 15 | 15 | 15 | 15 | 15 | 15 | 15 | 15 | 15 | 15 | 15 | 15 | 15 | 15 | 15 | 15 | 15 | 15 | 15 | 15 | 15 | 15 | 15 | 15 | 15 | 15 | 15 | 15 | 15 | 15 | 15 | 15 |  | Country | 1 | 1 | 2 | 2 | 3 | 3 | 4 | 4 | 1 | 1 | 2 | 2 | 3 | 3 | 4 | 4 | 1 | 1 | 2 | 2 | 3 | 3 | 4 | 4 | 1 | 1 | 2 | 2 | 3 | 3 | 4 | 4
|  |  | Invest cost incl. inverter replacement |  | EUR/kW | 912.3675 | 1039.3542 | 908.8798 | 1033.864 | 906.4764 | 1030.0807 | #N/A | #N/A | 654.2607 | 827.2233 | 651.4914 | 821.9943 | 649.583 | 818.3911 | #N/A | #N/A | 460.6701 | 727.8028 | 458.1076 | 722.5643 | 456.3418 | 718.9545 | #N/A | #N/A | 288.4042 | 626.1408 | 285.4284 | 620.0574 | 283.3778 | 615.8654 | #N/A | #N/A |  | Min/Max | Min | Max | Min | Max | Min | Max | Min | Max | Min | Max | Min | Max | Min | Max | Min | Max | Min | Max | Min | Max | Min | Max | Min | Max | Min | Max | Min | Max | Min | Max | Min | Max
|  |  | Annuity investment cost |  | EUR/kW/year | 64.552 | 73.5366 | 81.3767 | 92.5672 | 99.7314 | 113.3305 | #N/A | #N/A | 45.0649 | 56.9785 | 57.2707 | 72.2591 | 70.5907 | 88.9352 | #N/A | #N/A | 30.9645 | 48.9202 | 39.6193 | 62.4908 | 49.0635 | 77.2983 | #N/A | #N/A | 18.7611 | 40.7314 | 24.1676 | 52.501 | 30.0605 | 65.3305 | #N/A | #N/A |  | Value | 60.3601 | 96.018 | 72.6251 | 115.9543 | 85.9569 | 137.6299 | #N/A | #N/A | 44.8127 | 76.7945 | 53.6497 | 92.6967 | 63.2638 | 110.0001 | #N/A | #N/A | 32.8686 | 66.0467 | 39.0862 | 80.0786 | 45.8581 | 95.3573 | #N/A | #N/A | 20.9988 | 53.2442 | 24.8714 | 65.4006 | 29.0864 | 78.6235 | #N/A | #N/A
|  |  | Opex per year |  | EUR/kW/year | 19.7222 | 19.7222 | 19.7222 | 19.7222 | 19.7222 | 19.7222 | 19.7222 | 19.7222 | 16.9444 | 16.9444 | 16.9444 | 16.9444 | 16.9444 | 16.9444 | 16.9444 | 16.9444 | 14.1667 | 14.1667 | 14.1667 | 14.1667 | 14.1667 | 14.1667 | 14.1667 | 14.1667 | 10 | 10 | 10 | 10 | 10 | 10 | 10 | 10
|  |  | Lifetime |  | y | 25.1389 | 25.1389 | 25.1389 | 25.1389 | 25.1389 | 25.1389 | 25.1389 | 25.1389 | 26.5278 | 26.5278 | 26.5278 | 26.5278 | 26.5278 | 26.5278 | 26.5278 | 26.5278 | 27.9167 | 27.9167 | 27.9167 | 27.9167 | 27.9167 | 27.9167 | 27.9167 | 27.9167 | 30 | 30 | 30 | 30 | 30 | 30 | 30 | 30
|  |  | Wacc |  | %, real | 5% | 5% | 7.5% | 7.5% | 10% | 10% | #N/A | #N/A | 5% | 5% | 7.5% | 7.5% | 10% | 10% | #N/A | #N/A | 5% | 5% | 7.5% | 7.5% | 10% | 10% | #N/A | #N/A | 5% | 5% | 7.5% | 7.5% | 10% | 10% | #N/A | #N/A | Transfer |  | 2015 | [7 empty] | 2025 | [7 empty] | 2035 | [7 empty] | 2050
|  |  | Degradation per year |  | %/y | 0.2% | 0.2% | 0.2% | 0.2% | 0.2% | 0.2% | 0.2% | 0.2% | 0.2% | 0.2% | 0.2% | 0.2% | 0.2% | 0.2% | 0.2% | 0.2% | 0.2% | 0.2% | 0.2% | 0.2% | 0.2% | 0.2% | 0.2% | 0.2% | 0.2% | 0.2% | 0.2% | 0.2% | 0.2% | 0.2% | 0.2% | 0.2% |  |  | 1 | 2 | 3 | 4 |  |  |  |  | 1 | 2 | 3 | 4 |  |  |  |  | 1 | 2 | 3 | 4 |  |  |  |  | 1 | 2 | 3 | 4
|  |  | FLH | in year 1 | kWh/kW | 1150 | 800 | 1150 | 800 | 1150 | 800 | 1150 | 800 | 1150 | 800 | 1150 | 800 | 1150 | 800 | 1150 | 800 | 1150 | 800 | 1150 | 800 | 1150 | 800 | 1150 | 800 | 1150 | 800 | 1150 | 800 | 1150 | 800 | 1150 | 800 |  |  | 60.3601 | [7 empty] | 44.8127 | [7 empty] | 32.8686 | [7 empty] | 20.9988
[40 empty] | 35.6579 | [7 empty] | 31.9819 | [7 empty] | 33.1781 | [7 empty] | 32.2455
|  |  | Total cost (net present value) |  | EUR | 1191.1181 | 1318.1048 | 1129.1533 | 1254.1375 | 1085.7352 | 1209.3395 | #N/A | #N/A | 900.2632 | 1073.2258 | 844.2455 | 1014.7484 | 805.5076 | 974.3157 | #N/A | #N/A | 671.4325 | 938.5651 | 621.9131 | 886.3697 | 588.1065 | 850.7192 | #N/A | #N/A | 442.1287 | 779.8654 | 403.5322 | 738.1613 | 377.6469 | 710.1346 | #N/A | #N/A |  |  |  | 72.6251 | [7 empty] | 53.6497 | [7 empty] | 39.0862 | [7 empty] | 24.8714
|  |  | Total production (net present value) |  | kWh | 16211.1067 | 11277.2916 | 12772.4404 | 8885.176 | 10376.4982 | 7218.4336 | #N/A | #N/A | 16503.509 | 11480.7019 | 12927.3447 | 8992.9354 | 10459.7684 | 7276.3606 | #N/A | #N/A | 16781.4305 | 11674.0386 | 13071.1535 | 9092.9763 | 10535.3172 | 7328.9163 | #N/A | #N/A | 17296.6638 | 12032.4618 | 13328.6067 | 9272.0743 | 10666.048 | 7419.8594 | #N/A | #N/A |  |  |  | 43.3292 | [7 empty] | 39.0471 | [7 empty] | 40.9924 | [7 empty] | 40.5292
[42 empty] | 85.9569 | [7 empty] | 63.2638 | [7 empty] | 45.8581 | [7 empty] | 29.0864
|  |  | LCOE - Investment cost |  | ct/kWh | 3.1284 | 5.1229 | 3.1164 | 5.0959 | 3.1082 | 5.0772 | #N/A | #N/A | 2.1624 | 3.9302 | 2.1533 | 3.9054 | 2.147 | 3.8883 | #N/A | #N/A | 1.4697 | 3.3377 | 1.4615 | 3.3137 | 1.4558 | 3.2971 | #N/A | #N/A | 0.86045 | 2.6854 | 0.85157 | 2.6593 | 0.84545 | 2.6413 | #N/A | #N/A |  |  |  |  | 51.673 | [7 empty] | 46.7363 | [7 empty] | 49.4992 | [7 empty] | 49.5371
|  |  | LCOE - Capital cost |  | ct/kWh | 2.4997 | 4.0934 | 3.9995 | 6.5399 | 5.6277 | 9.1929 | #N/A | #N/A | 1.802 | 3.2751 | 2.8864 | 5.235 | 4.0633 | 7.359 | #N/A | #N/A | 1.2755 | 2.8967 | 2.0432 | 4.6327 | 2.8757 | 6.5127 | #N/A | #N/A | 0.80695 | 2.5184 | 1.2899 | 4.0281 | 1.8114 | 5.6589 | #N/A | #N/A | [5 empty] | #N/A | [7 empty] | #N/A | [7 empty] | #N/A | [7 empty] | #N/A
|  |  | LCOE - Opex |  | ct/kWh | 1.7195 | 2.4718 | 1.7246 | 2.4791 | 1.7275 | 2.4833 | #N/A | #N/A | 1.4906 | 2.1427 | 1.4911 | 2.1434 | 1.4907 | 2.1429 | #N/A | #N/A | 1.2559 | 1.8054 | 1.2532 | 1.8015 | 1.2507 | 1.7979 | #N/A | #N/A | 0.88875 | 1.2776 | 0.88609 | 1.2738 | 0.88382 | 1.2705 | #N/A | #N/A | [5 empty] | #N/A | [7 empty] | #N/A | [7 empty] | #N/A | [7 empty] | #N/A
[38 empty] | Graph | Title | Levelized Cost of electricity from large scale solar PV: United Kingdom
|  |  | LCOE - Investment cost [%] |  | % | 42.58% | 43.83% | 35.25% | 36.1% | 29.71% | 30.31% | #N/A | #N/A | 39.64% | 42.04% | 32.97% | 34.61% | 27.88% | 29.04% | #N/A | #N/A | 36.73% | 41.51% | 30.72% | 33.99% | 26.08% | 28.4% | #N/A | #N/A | 33.66% | 41.43% | 28.13% | 33.4% | 23.88% | 27.6% | #N/A | #N/A |  | Year |  | 2015 | [7 empty] | 2025 | [7 empty] | 2035 | [11 empty] | 2050
|  |  | LCOE - Capital cost [%] |  | % | 34.02% | 35.02% | 45.24% | 46.33% | 53.78% | 54.87% | #N/A | #N/A | 33.03% | 35.03% | 44.2% | 46.39% | 52.76% | 54.96% | #N/A | #N/A | 31.88% | 36.03% | 42.94% | 47.53% | 51.52% | 56.11% | #N/A | #N/A | 31.57% | 38.86% | 42.61% | 50.6% | 51.16% | 59.13% | #N/A | #N/A |  | Country |  | 1 | 2 | 3 |  | 1 | 2 | 3 |  | 1 | 2 | 3 |  | 1 | 2 | 3 |  | 1 | 2 | 3 |  | 1 | 2 | 3 |  | 1 | 2 | 3 |  | 1 | 2 | 3
|  |  | LCOE - Opex [%] |  | % | 23.4% | 21.15% | 19.51% | 17.56% | 16.51% | 14.82% | #N/A | #N/A | 27.33% | 22.92% | 22.83% | 19% | 19.36% | 16% | #N/A | #N/A | 31.39% | 22.46% | 26.34% | 18.48% | 22.4% | 15.49% | #N/A | #N/A | 34.77% | 19.71% | 29.27% | 16% | 24.96% | 13.27% | #N/A | #N/A |  | Country Name |  | 5% WACC, 2015 | 7,5% WACC, 2015 | 10% WACC, 2015 | [5 empty] | 5% WACC, 2025 | 7,5% WACC, 2025 | 10% WACC, 2025 | [5 empty] | 5% WACC, 2035 | 7,5% WACC, 2035 | 10% WACC, 2035 | [9 empty] | 5% WACC, | 7,5% WACC, | 10% WACC,
[39 empty] | Min |  | 60.3601 | 0 | 0 | [5 empty] | 44.8127 | 0 | 0 | [5 empty] | 32.8686 | 0 | 0 | [9 empty] | 20.9988 | 0 | 0
[39 empty] | Max |  | 35.6579 | 0 | 0 | [5 empty] | 31.9819 | 0 | 0 | [5 empty] | 33.1781 | 0 | 0 | [9 empty] | 32.2455 | 0 | 0
|  |  | Year |  |  | Power output (not discounted) | Power output (not discounted) | Power output (not discounted) | Power output (not discounted) | Power output (not discounted) | Power output (not discounted) | Power output (not discounted) | Power output (not discounted) | Power output (not discounted) | Power output (not discounted) | Power output (not discounted) | Power output (not discounted) | Power output (not discounted) | Power output (not discounted) | Power output (not discounted) | Power output (not discounted) | Power output (not discounted) | Power output (not discounted) | Power output (not discounted) | Power output (not discounted) | Power output (not discounted) | Power output (not discounted) | Power output (not discounted) | Power output (not discounted) | Power output (not discounted) | Power output (not discounted) | Power output (not discounted) | Power output (not discounted) | Power output (not discounted) | Power output (not discounted) | Power output (not discounted) | Power output (not discounted) |  | Min |  | 0 | 72.6251 | 0 | [5 empty] | 0 | 53.6497 | 0 | [5 empty] | 0 | 39.0862 | 0 | [9 empty] | 0 | 24.8714 | 0
|  |  | 0 | [35 empty] | Max |  | 0 | 43.3292 | 0 | [5 empty] | 0 | 39.0471 | 0 | [5 empty] | 0 | 40.9924 | 0 | [9 empty] | 0 | 40.5292 | 0
|  |  | 1 |  |  | 1150 | 800 | 1150 | 800 | 1150 | 800 | 1150 | 800 | 1150 | 800 | 1150 | 800 | 1150 | 800 | 1150 | 800 | 1150 | 800 | 1150 | 800 | 1150 | 800 | 1150 | 800 | 1150 | 800 | 1150 | 800 | 1150 | 800 | 1150 | 800 |  | Min |  | 0 | 0 | 85.9569 | [5 empty] | 0 | 0 | 63.2638 | [5 empty] | 0 | 0 | 45.8581 | [9 empty] | 0 | 0 | 29.0864
|  |  | 2 |  |  | 1147.7 | 798.4 | 1147.7 | 798.4 | 1147.7 | 798.4 | 1147.7 | 798.4 | 1147.7 | 798.4 | 1147.7 | 798.4 | 1147.7 | 798.4 | 1147.7 | 798.4 | 1147.7 | 798.4 | 1147.7 | 798.4 | 1147.7 | 798.4 | 1147.7 | 798.4 | 1147.7 | 798.4 | 1147.7 | 798.4 | 1147.7 | 798.4 | 1147.7 | 798.4 |  | Max |  | 0 | 0 | 51.673 | [5 empty] | 0 | 0 | 46.7363 | [5 empty] | 0 | 0 | 49.4992 | [9 empty] | 0 | 0 | 49.5371
|  |  | 3 |  |  | 1145.4046 | 796.8032 | 1145.4046 | 796.8032 | 1145.4046 | 796.8032 | 1145.4046 | 796.8032 | 1145.4046 | 796.8032 | 1145.4046 | 796.8032 | 1145.4046 | 796.8032 | 1145.4046 | 796.8032 | 1145.4046 | 796.8032 | 1145.4046 | 796.8032 | 1145.4046 | 796.8032 | 1145.4046 | 796.8032 | 1145.4046 | 796.8032 | 1145.4046 | 796.8032 | 1145.4046 | 796.8032 | 1145.4046 | 796.8032 |  | Min |  | 0 | 0 | 0 | [5 empty] | 0 | 0 | 0 | [5 empty] | 0 | 0 | 0 | [9 empty] | 0 | 0 | 0
|  |  | 4 |  |  | 1143.1138 | 795.2096 | 1143.1138 | 795.2096 | 1143.1138 | 795.2096 | 1143.1138 | 795.2096 | 1143.1138 | 795.2096 | 1143.1138 | 795.2096 | 1143.1138 | 795.2096 | 1143.1138 | 795.2096 | 1143.1138 | 795.2096 | 1143.1138 | 795.2096 | 1143.1138 | 795.2096 | 1143.1138 | 795.2096 | 1143.1138 | 795.2096 | 1143.1138 | 795.2096 | 1143.1138 | 795.2096 | 1143.1138 | 795.2096 |  | Max |  | 0 | 0 | 0 | [5 empty] | 0 | 0 | 0 | [5 empty] | 0 | 0 | 0 | [9 empty] | 0 | 0 | 0
|  |  | 5 |  |  | 1140.8276 | 793.6192 | 1140.8276 | 793.6192 | 1140.8276 | 793.6192 | 1140.8276 | 793.6192 | 1140.8276 | 793.6192 | 1140.8276 | 793.6192 | 1140.8276 | 793.6192 | 1140.8276 | 793.6192 | 1140.8276 | 793.6192 | 1140.8276 | 793.6192 | 1140.8276 | 793.6192 | 1140.8276 | 793.6192 | 1140.8276 | 793.6192 | 1140.8276 | 793.6192 | 1140.8276 | 793.6192 | 1140.8276 | 793.6192
|  |  | 6 |  |  | 1138.5459 | 792.0319 | 1138.5459 | 792.0319 | 1138.5459 | 792.0319 | 1138.5459 | 792.0319 | 1138.5459 | 792.0319 | 1138.5459 | 792.0319 | 1138.5459 | 792.0319 | 1138.5459 | 792.0319 | 1138.5459 | 792.0319 | 1138.5459 | 792.0319 | 1138.5459 | 792.0319 | 1138.5459 | 792.0319 | 1138.5459 | 792.0319 | 1138.5459 | 792.0319 | 1138.5459 | 792.0319 | 1138.5459 | 792.0319
|  |  | 7 |  |  | 1136.2688 | 790.4479 | 1136.2688 | 790.4479 | 1136.2688 | 790.4479 | 1136.2688 | 790.4479 | 1136.2688 | 790.4479 | 1136.2688 | 790.4479 | 1136.2688 | 790.4479 | 1136.2688 | 790.4479 | 1136.2688 | 790.4479 | 1136.2688 | 790.4479 | 1136.2688 | 790.4479 | 1136.2688 | 790.4479 | 1136.2688 | 790.4479 | 1136.2688 | 790.4479 | 1136.2688 | 790.4479 | 1136.2688 | 790.4479
|  |  | 8 |  |  | 1133.9963 | 788.867 | 1133.9963 | 788.867 | 1133.9963 | 788.867 | 1133.9963 | 788.867 | 1133.9963 | 788.867 | 1133.9963 | 788.867 | 1133.9963 | 788.867 | 1133.9963 | 788.867 | 1133.9963 | 788.867 | 1133.9963 | 788.867 | 1133.9963 | 788.867 | 1133.9963 | 788.867 | 1133.9963 | 788.867 | 1133.9963 | 788.867 | 1133.9963 | 788.867 | 1133.9963 | 788.867
|  |  | 9 |  |  | 1131.7283 | 787.2892 | 1131.7283 | 787.2892 | 1131.7283 | 787.2892 | 1131.7283 | 787.2892 | 1131.7283 | 787.2892 | 1131.7283 | 787.2892 | 1131.7283 | 787.2892 | 1131.7283 | 787.2892 | 1131.7283 | 787.2892 | 1131.7283 | 787.2892 | 1131.7283 | 787.2892 | 1131.7283 | 787.2892 | 1131.7283 | 787.2892 | 1131.7283 | 787.2892 | 1131.7283 | 787.2892 | 1131.7283 | 787.2892
|  |  | 10 |  |  | 1129.4648 | 785.7147 | 1129.4648 | 785.7147 | 1129.4648 | 785.7147 | 1129.4648 | 785.7147 | 1129.4648 | 785.7147 | 1129.4648 | 785.7147 | 1129.4648 | 785.7147 | 1129.4648 | 785.7147 | 1129.4648 | 785.7147 | 1129.4648 | 785.7147 | 1129.4648 | 785.7147 | 1129.4648 | 785.7147 | 1129.4648 | 785.7147 | 1129.4648 | 785.7147 | 1129.4648 | 785.7147 | 1129.4648 | 785.7147
|  |  | 11 |  |  | 1127.2059 | 784.1432 | 1127.2059 | 784.1432 | 1127.2059 | 784.1432 | 1127.2059 | 784.1432 | 1127.2059 | 784.1432 | 1127.2059 | 784.1432 | 1127.2059 | 784.1432 | 1127.2059 | 784.1432 | 1127.2059 | 784.1432 | 1127.2059 | 784.1432 | 1127.2059 | 784.1432 | 1127.2059 | 784.1432 | 1127.2059 | 784.1432 | 1127.2059 | 784.1432 | 1127.2059 | 784.1432 | 1127.2059 | 784.1432
|  |  | 12 |  |  | 1124.9515 | 782.5749 | 1124.9515 | 782.5749 | 1124.9515 | 782.5749 | 1124.9515 | 782.5749 | 1124.9515 | 782.5749 | 1124.9515 | 782.5749 | 1124.9515 | 782.5749 | 1124.9515 | 782.5749 | 1124.9515 | 782.5749 | 1124.9515 | 782.5749 | 1124.9515 | 782.5749 | 1124.9515 | 782.5749 | 1124.9515 | 782.5749 | 1124.9515 | 782.5749 | 1124.9515 | 782.5749 | 1124.9515 | 782.5749
|  |  | 13 |  |  | 1122.7016 | 781.0098 | 1122.7016 | 781.0098 | 1122.7016 | 781.0098 | 1122.7016 | 781.0098 | 1122.7016 | 781.0098 | 1122.7016 | 781.0098 | 1122.7016 | 781.0098 | 1122.7016 | 781.0098 | 1122.7016 | 781.0098 | 1122.7016 | 781.0098 | 1122.7016 | 781.0098 | 1122.7016 | 781.0098 | 1122.7016 | 781.0098 | 1122.7016 | 781.0098 | 1122.7016 | 781.0098 | 1122.7016 | 781.0098
|  |  | 14 |  |  | 1120.4562 | 779.4478 | 1120.4562 | 779.4478 | 1120.4562 | 779.4478 | 1120.4562 | 779.4478 | 1120.4562 | 779.4478 | 1120.4562 | 779.4478 | 1120.4562 | 779.4478 | 1120.4562 | 779.4478 | 1120.4562 | 779.4478 | 1120.4562 | 779.4478 | 1120.4562 | 779.4478 | 1120.4562 | 779.4478 | 1120.4562 | 779.4478 | 1120.4562 | 779.4478 | 1120.4562 | 779.4478 | 1120.4562 | 779.4478
|  |  | 15 |  |  | 1118.2153 | 777.8889 | 1118.2153 | 777.8889 | 1118.2153 | 777.8889 | 1118.2153 | 777.8889 | 1118.2153 | 777.8889 | 1118.2153 | 777.8889 | 1118.2153 | 777.8889 | 1118.2153 | 777.8889 | 1118.2153 | 777.8889 | 1118.2153 | 777.8889 | 1118.2153 | 777.8889 | 1118.2153 | 777.8889 | 1118.2153 | 777.8889 | 1118.2153 | 777.8889 | 1118.2153 | 777.8889 | 1118.2153 | 777.8889
|  |  | 16 |  |  | 1115.9788 | 776.3331 | 1115.9788 | 776.3331 | 1115.9788 | 776.3331 | 1115.9788 | 776.3331 | 1115.9788 | 776.3331 | 1115.9788 | 776.3331 | 1115.9788 | 776.3331 | 1115.9788 | 776.3331 | 1115.9788 | 776.3331 | 1115.9788 | 776.3331 | 1115.9788 | 776.3331 | 1115.9788 | 776.3331 | 1115.9788 | 776.3331 | 1115.9788 | 776.3331 | 1115.9788 | 776.3331 | 1115.9788 | 776.3331
|  |  | 17 |  |  | 1113.7469 | 774.7804 | 1113.7469 | 774.7804 | 1113.7469 | 774.7804 | 1113.7469 | 774.7804 | 1113.7469 | 774.7804 | 1113.7469 | 774.7804 | 1113.7469 | 774.7804 | 1113.7469 | 774.7804 | 1113.7469 | 774.7804 | 1113.7469 | 774.7804 | 1113.7469 | 774.7804 | 1113.7469 | 774.7804 | 1113.7469 | 774.7804 | 1113.7469 | 774.7804 | 1113.7469 | 774.7804 | 1113.7469 | 774.7804
|  |  | 18 |  |  | 1111.5194 | 773.2309 | 1111.5194 | 773.2309 | 1111.5194 | 773.2309 | 1111.5194 | 773.2309 | 1111.5194 | 773.2309 | 1111.5194 | 773.2309 | 1111.5194 | 773.2309 | 1111.5194 | 773.2309 | 1111.5194 | 773.2309 | 1111.5194 | 773.2309 | 1111.5194 | 773.2309 | 1111.5194 | 773.2309 | 1111.5194 | 773.2309 | 1111.5194 | 773.2309 | 1111.5194 | 773.2309 | 1111.5194 | 773.2309
|  |  | 19 |  |  | 1109.2963 | 771.6844 | 1109.2963 | 771.6844 | 1109.2963 | 771.6844 | 1109.2963 | 771.6844 | 1109.2963 | 771.6844 | 1109.2963 | 771.6844 | 1109.2963 | 771.6844 | 1109.2963 | 771.6844 | 1109.2963 | 771.6844 | 1109.2963 | 771.6844 | 1109.2963 | 771.6844 | 1109.2963 | 771.6844 | 1109.2963 | 771.6844 | 1109.2963 | 771.6844 | 1109.2963 | 771.6844 | 1109.2963 | 771.6844
|  |  | 20 |  |  | 1107.0778 | 770.141 | 1107.0778 | 770.141 | 1107.0778 | 770.141 | 1107.0778 | 770.141 | 1107.0778 | 770.141 | 1107.0778 | 770.141 | 1107.0778 | 770.141 | 1107.0778 | 770.141 | 1107.0778 | 770.141 | 1107.0778 | 770.141 | 1107.0778 | 770.141 | 1107.0778 | 770.141 | 1107.0778 | 770.141 | 1107.0778 | 770.141 | 1107.0778 | 770.141 | 1107.0778 | 770.141
|  |  | 21 |  |  | 1104.8636 | 768.6008 | 1104.8636 | 768.6008 | 1104.8636 | 768.6008 | 1104.8636 | 768.6008 | 1104.8636 | 768.6008 | 1104.8636 | 768.6008 | 1104.8636 | 768.6008 | 1104.8636 | 768.6008 | 1104.8636 | 768.6008 | 1104.8636 | 768.6008 | 1104.8636 | 768.6008 | 1104.8636 | 768.6008 | 1104.8636 | 768.6008 | 1104.8636 | 768.6008 | 1104.8636 | 768.6008 | 1104.8636 | 768.6008
|  |  | 22 |  |  | 1102.6539 | 767.0636 | 1102.6539 | 767.0636 | 1102.6539 | 767.0636 | 1102.6539 | 767.0636 | 1102.6539 | 767.0636 | 1102.6539 | 767.0636 | 1102.6539 | 767.0636 | 1102.6539 | 767.0636 | 1102.6539 | 767.0636 | 1102.6539 | 767.0636 | 1102.6539 | 767.0636 | 1102.6539 | 767.0636 | 1102.6539 | 767.0636 | 1102.6539 | 767.0636 | 1102.6539 | 767.0636 | 1102.6539 | 767.0636
|  |  | 23 |  |  | 1100.4486 | 765.5294 | 1100.4486 | 765.5294 | 1100.4486 | 765.5294 | 1100.4486 | 765.5294 | 1100.4486 | 765.5294 | 1100.4486 | 765.5294 | 1100.4486 | 765.5294 | 1100.4486 | 765.5294 | 1100.4486 | 765.5294 | 1100.4486 | 765.5294 | 1100.4486 | 765.5294 | 1100.4486 | 765.5294 | 1100.4486 | 765.5294 | 1100.4486 | 765.5294 | 1100.4486 | 765.5294 | 1100.4486 | 765.5294
|  |  | 24 |  |  | 1098.2477 | 763.9984 | 1098.2477 | 763.9984 | 1098.2477 | 763.9984 | 1098.2477 | 763.9984 | 1098.2477 | 763.9984 | 1098.2477 | 763.9984 | 1098.2477 | 763.9984 | 1098.2477 | 763.9984 | 1098.2477 | 763.9984 | 1098.2477 | 763.9984 | 1098.2477 | 763.9984 | 1098.2477 | 763.9984 | 1098.2477 | 763.9984 | 1098.2477 | 763.9984 | 1098.2477 | 763.9984 | 1098.2477 | 763.9984
|  |  | 25 |  |  | 1096.0512 | 762.4704 | 1096.0512 | 762.4704 | 1096.0512 | 762.4704 | 1096.0512 | 762.4704 | 1096.0512 | 762.4704 | 1096.0512 | 762.4704 | 1096.0512 | 762.4704 | 1096.0512 | 762.4704 | 1096.0512 | 762.4704 | 1096.0512 | 762.4704 | 1096.0512 | 762.4704 | 1096.0512 | 762.4704 | 1096.0512 | 762.4704 | 1096.0512 | 762.4704 | 1096.0512 | 762.4704 | 1096.0512 | 762.4704
|  |  | 26 |  |  | 1093.8591 | 760.9454 | 1093.8591 | 760.9454 | 1093.8591 | 760.9454 | 1093.8591 | 760.9454 | 1093.8591 | 760.9454 | 1093.8591 | 760.9454 | 1093.8591 | 760.9454 | 1093.8591 | 760.9454 | 1093.8591 | 760.9454 | 1093.8591 | 760.9454 | 1093.8591 | 760.9454 | 1093.8591 | 760.9454 | 1093.8591 | 760.9454 | 1093.8591 | 760.9454 | 1093.8591 | 760.9454 | 1093.8591 | 760.9454
|  |  | 27 |  |  | 0 | 0 | 0 | 0 | 0 | 0 | 0 | 0 | 1091.6714 | 759.4235 | 1091.6714 | 759.4235 | 1091.6714 | 759.4235 | 1091.6714 | 759.4235 | 1091.6714 | 759.4235 | 1091.6714 | 759.4235 | 1091.6714 | 759.4235 | 1091.6714 | 759.4235 | 1091.6714 | 759.4235 | 1091.6714 | 759.4235 | 1091.6714 | 759.4235 | 1091.6714 | 759.4235
|  |  | 28 |  |  | 0 | 0 | 0 | 0 | 0 | 0 | 0 | 0 | 0 | 0 | 0 | 0 | 0 | 0 | 0 | 0 | 1089.488 | 757.9047 | 1089.488 | 757.9047 | 1089.488 | 757.9047 | 1089.488 | 757.9047 | 1089.488 | 757.9047 | 1089.488 | 757.9047 | 1089.488 | 757.9047 | 1089.488 | 757.9047
|  |  | 29 |  |  | 0 | 0 | 0 | 0 | 0 | 0 | 0 | 0 | 0 | 0 | 0 | 0 | 0 | 0 | 0 | 0 | 0 | 0 | 0 | 0 | 0 | 0 | 0 | 0 | 1087.309 | 756.3889 | 1087.309 | 756.3889 | 1087.309 | 756.3889 | 1087.309 | 756.3889
|  |  | 30 |  |  | 0 | 0 | 0 | 0 | 0 | 0 | 0 | 0 | 0 | 0 | 0 | 0 | 0 | 0 | 0 | 0 | 0 | 0 | 0 | 0 | 0 | 0 | 0 | 0 | 1085.1344 | 754.8761 | 1085.1344 | 754.8761 | 1085.1344 | 754.8761 | 1085.1344 | 754.8761
|  |  | 31 |  |  | 0 | 0 | 0 | 0 | 0 | 0 | 0 | 0 | 0 | 0 | 0 | 0 | 0 | 0 | 0 | 0 | 0 | 0 | 0 | 0 | 0 | 0 | 0 | 0 | 0 | 0 | 0 | 0 | 0 | 0 | 0 | 0
|  |  | 32 |  |  | 0 | 0 | 0 | 0 | 0 | 0 | 0 | 0 | 0 | 0 | 0 | 0 | 0 | 0 | 0 | 0 | 0 | 0 | 0 | 0 | 0 | 0 | 0 | 0 | 0 | 0 | 0 | 0 | 0 | 0 | 0 | 0
|  |  | 33 |  |  | 0 | 0 | 0 | 0 | 0 | 0 | 0 | 0 | 0 | 0 | 0 | 0 | 0 | 0 | 0 | 0 | 0 | 0 | 0 | 0 | 0 | 0 | 0 | 0 | 0 | 0 | 0 | 0 | 0 | 0 | 0 | 0
|  |  | 34 |  |  | 0 | 0 | 0 | 0 | 0 | 0 | 0 | 0 | 0 | 0 | 0 | 0 | 0 | 0 | 0 | 0 | 0 | 0 | 0 | 0 | 0 | 0 | 0 | 0 | 0 | 0 | 0 | 0 | 0 | 0 | 0 | 0
|  |  | 35 |  |  | 0 | 0 | 0 | 0 | 0 | 0 | 0 | 0 | 0 | 0 | 0 | 0 | 0 | 0 | 0 | 0 | 0 | 0 | 0 | 0 | 0 | 0 | 0 | 0 | 0 | 0 | 0 | 0 | 0 | 0 | 0 | 0
|  |  | 36 |  |  | 0 | 0 | 0 | 0 | 0 | 0 | 0 | 0 | 0 | 0 | 0 | 0 | 0 | 0 | 0 | 0 | 0 | 0 | 0 | 0 | 0 | 0 | 0 | 0 | 0 | 0 | 0 | 0 | 0 | 0 | 0 | 0
|  |  | 37 |  |  | 0 | 0 | 0 | 0 | 0 | 0 | 0 | 0 | 0 | 0 | 0 | 0 | 0 | 0 | 0 | 0 | 0 | 0 | 0 | 0 | 0 | 0 | 0 | 0 | 0 | 0 | 0 | 0 | 0 | 0 | 0 | 0
|  |  | 38 |  |  | 0 | 0 | 0 | 0 | 0 | 0 | 0 | 0 | 0 | 0 | 0 | 0 | 0 | 0 | 0 | 0 | 0 | 0 | 0 | 0 | 0 | 0 | 0 | 0 | 0 | 0 | 0 | 0 | 0 | 0 | 0 | 0
|  |  | 39 |  |  | 0 | 0 | 0 | 0 | 0 | 0 | 0 | 0 | 0 | 0 | 0 | 0 | 0 | 0 | 0 | 0 | 0 | 0 | 0 | 0 | 0 | 0 | 0 | 0 | 0 | 0 | 0 | 0 | 0 | 0 | 0 | 0
|  |  | 40 |  |  | 0 | 0 | 0 | 0 | 0 | 0 | 0 | 0 | 0 | 0 | 0 | 0 | 0 | 0 | 0 | 0 | 0 | 0 | 0 | 0 | 0 | 0 | 0 | 0 | 0 | 0 | 0 | 0 | 0 | 0 | 0 | 0
Afghanistan
Algeria
Azerbaijan
Albania
Armenia
Andorra
Angola
Argentina
Australia
Austria
Bahrain
Botswana
Belgium
Bahamas, The
Bangladesh
Belize
Bosnia and Herzegovina
Bolivia
Myanmar (Burma)
Benin
Belarus
Brazil
Bhutan
Bulgaria
Brunei
Burundi
Canada
Cambodia
Chad
Sri Lanka
Republic of the Congo
Democratic Rep. of the Congo
China
Hong Kong
Chile
Cameroon
Colombia
Costa Rica
Central African Republic
Cuba
Cyprus
Czech Republic
Denmark
Djibouti
Dominica
Dominican Republic
Ecuador
Egypt
Ireland
Estonia
Eritrea
El Salvador
Ethiopia
French Guiana
Finland
France
Gambia, The
Gabon
Georgia
Ghana
Guernsey
Germany
Greece
Guatemala
Guinea
Guyana
Haiti
Honduras
Croatia
Hungary
Iceland
Indonesia
Man, Isle of
India
Iran
Israel
Israel-Disputed (Golan Heights)
Israel-Disputed (West Bank)
Israel-Disputed (Gaza Strip)
Italy
Cote dIvoire (Ivory Coast)
Iraq
Japan
Jersey
Jamaica
Jordan
Kenya
Kyrgyzstan
Korea, North
Korea, South
Kuwait
Kazakhstan
Laos
Lebanon
Latvia
Lithuania
Slovakia
Liechtenstein
Lesotho
Luxembourg
Libya
Madagascar
Martinique
Moldova
Mongolia
Malawi
Macedonia (FYROM)
Mali
Morocco
Mauritania
Malta
Oman
Montenegro
Mexico
Malaysia
Mozambique
Niger
Nigeria
Netherlands
Norway
Nepal
Suriname
Netherlands Antilles
Nicaragua
New Zealand
Paraguay
Peru
Pakistan
Poland
Panama
Portugal
Papua New Guinea
Guinea-Bissau
Qatar
Romania
Philippines
Puerto Rico
Russia
Rwanda
Saudi Arabia
South Africa
Senegal
Slovenia
Sierra Leone
Somalia
Spain
Serbia
Sudan
Sweden
Syria
Switzerland
United Arab Emirates
Trinidad and Tobago
Thailand
Tajikistan
Togo
Tunisia
Turkey
Taiwan
Turkmenistan
Tanzania
Uganda
United Kingdom
Ukraine
United States
Burkina Faso
Uruguay
Uzbekistan
Venezuela
Vietnam
Namibia
Western Sahara
Swaziland
Yemen
Zambia
Zimbabwe
Afghanistan Afghani
Albanian Lek
Algerian Dinar
Angolan New Kwanza
Argentine Peso
Armenian Dram
Aruban Florin
Australian Dollar
Azerbaijan Manat
Azerbaijan New Manat
Bahamian Dollar
Bahraini Dinar
Bangladeshi Taka
Barbados Dollar
Belarusian Ruble
Belize Dollar
Bermudian Dollar
Bhutan Ngultrum
Bolivian Boliviano
Bosnian Mark
Botswana Pula
Brazilian Real
British Pound
Brunei Dollar
Bulgarian Lev
Burundi Franc
Cambodian Riel
Canadian Dollar
Cape Verde Escudo
Cayman Islands Dollar
Chilean Peso
Chinese Yuan Renminbi
Colombian Peso
Comoros Franc
Congolese Franc
Costa Rican Colon
Cuban Convertible Peso
Cuban Peso
Cyprus Pound
Czech Koruna
Danish Krone
Djibouti Franc
Dominican R. Peso
East Caribbean Dollar
Ecuador Sucre
Egyptian Pound
El Salvador Colon
Estonian Kroon
Ethiopian Birr
Euro
Fiji Dollar
Gambian Dalasi
Georgian Lari
Ghanaian Cedi
Ghanaian New Cedi
Gibraltar Pound
Greek Drachma
Guatemalan Quetzal
Guinea Franc
Guyanese Dollar
Haitian Gourde
Honduran Lempira
Hong Kong Dollar
Hungarian Forint
Iceland Krona
Indian Rupee
Indonesian Rupiah
Iranian Rial
Iraqi Dinar
Irish Punt
Italian Lira
Jamaican Dollar
Japanese Yen
Jordanian Dinar
Kazakhstan Tenge
Kenyan Shilling
Kuwaiti Dinar
Kyrgyzstanian Som
Lao Kip
Latvian Lats
Lebanese Pound
Lesotho Loti
Liberian Dollar
Libyan Dinar
Lithuanian Litas
Macau Pataca
Macedonian Denar
Malagasy Ariary
Malagasy Franc
Malawi Kwacha
Malaysian Ringgit
Maldive Rufiyaa
Mauritanian Ouguiya
Mauritius Rupee
Mexican Peso
Moldovan Leu
Mongolian Tugrik
Moroccan Dirham
Mozambique Metical
Mozambique New Metical
Myanmar Kyat
Namibia Dollar
Nepalese Rupee
New Zealand Dollar
Nicaraguan Cordoba Oro
Nigerian Naira
North Korean Won
Norwegian Kroner
Omani Rial
Pakistan Rupee
Panamanian Balboa
Papua New Guinea Kina
Paraguay Guarani
Peruvian Nuevo Sol
Philippine Peso
Polish Zloty
Portuguese Escudo
Qatari Rial
Romanian Lei
Romanian New Lei
Russian Rouble
Rwandan Franc
Samoan Tala
Sao Tome/Principe Dobra
Saudi Riyal
Serbian Dinar
Seychelles Rupee
Sierra Leone Leone
Singapore Dollar
Slovak Koruna
Slovenian Tolar
Solomon Islands Dollar
Somali Shilling
South African Rand
South-Korean Won
Sri Lanka Rupee
St. Helena Pound
Sudanese Dinar
Sudanese Old Pound
Sudanese Pound
Suriname Dollar
Suriname Guilder
Swaziland Lilangeni
Swedish Krona
Swiss Franc
Syrian Pound
Taiwan Dollar
Tajikistani Somoni
Tanzanian Shilling
Thai Baht
Tonga Pa'anga
Trinidad/Tobago Dollar
Tunisian Dinar
Turkish Lira
Turkish Old Lira
Turkmenistan Manat
Turkmenistan New Manat
Uganda Shilling
Ukraine Hryvnia
Uruguayan Peso
US Dollar
Utd. Arab Emir. Dirham
Uzbekistan Som
Vanuatu Vatu
Venezuelan Bolivar
Venezuelan Bolivar Fuerte
Vietnamese Dong
Yemeni Rial
Yugoslav Dinar
Zambian Kwacha
Zimbabwe Dollar

## Expert Calculator
Key parameters are highlighted and can be changed
Less important parameters can also be changed
Calculation fields in grey should not be changed
|  | Result: LCOE | ct/kWh | 7.4115
| Parameter | Comment | Unit | Value
| Invest cost PV system | turnkey cost | EUR/kW | 900
| Inverter replacement cost | optional: cost for inverter at year of replacement | EUR/kW | 50
| Inverter lifetime | optional: lifetime of inverter replacement (often shorter than other components) | y | 15
| Invest cost incl. inverter replacement |  | EUR/kW | 916.0339
| Annuity investment cost |  | EUR/kW/year | 64.9949
| Opex per year |  | EUR/kW/year | 15
| Lifetime | Liftime of system | y | 25
| Wacc |  | %, real | 5%
| Degradation per year | Yearly reduction in module output | %/y | 0.2%
| Full load hours | in year 1 | kWh/kW | 1100
| Total cost (net present value) |  | EUR | 1127.4431
| Total production (net present value) |  | kWh | 15212.0138
| LCOE - Investment cost |  | ct/kWh | 3.4117
| LCOE - Capital cost |  | ct/kWh | 2.6101
| LCOE - Opex |  | ct/kWh | 1.3898
| LCOE - Investment cost [%] |  | % | 46.03%
| LCOE - Capital cost [%] |  | % | 35.22%
| LCOE - Opex [%] |  | % | 18.75%
| Year |  |  | Power output (not discounted)
0
| 1 |  |  | 1100
| 2 |  |  | 1097.8
| 3 |  |  | 1095.6044
| 4 |  |  | 1093.4132
| 5 |  |  | 1091.2264
| 6 |  |  | 1089.0439
| 7 |  |  | 1086.8658
| 8 |  |  | 1084.6921
| 9 |  |  | 1082.5227
| 10 |  |  | 1080.3577
| 11 |  |  | 1078.1969
| 12 |  |  | 1076.0406
| 13 |  |  | 1073.8885
| 14 |  |  | 1071.7407
| 15 |  |  | 1069.5972
| 16 |  |  | 1067.458
| 17 |  |  | 1065.3231
| 18 |  |  | 1063.1925
| 19 |  |  | 1061.0661
| 20 |  |  | 1058.9439
| 21 |  |  | 1056.8261
| 22 |  |  | 1054.7124
| 23 |  |  | 1052.603
| 24 |  |  | 1050.4978
| 25 |  |  | 1048.3968
| 26 |  |  | 0
| 27 |  |  | 0
| 28 |  |  | 0
| 29 |  |  | 0
| 30 |  |  | 0
| 31 |  |  | 0
| 32 |  |  | 0
| 33 |  |  | 0
| 34 |  |  | 0
| 35 |  |  | 0
| 36 |  |  | 0
| 37 |  |  | 0
| 38 |  |  | 0
| 39 |  |  | 0
| 40 |  |  | 0

## Currencies
Source: http://www.oanda.com/lang/de/currency/table
Date: May 1st, 2014 (Expert workshops took place in may 2014)
Adapted (numbers) |  |  |  | Original Input (text)
Currency | Code | EUR/1 Unit |  |  |  | EUR/1 Einheit | Einheiten/1 EUR
Andorran Franc | ADF | 0.1524 |  | Andorranischer Franc | ADF | 0.1524 | 65596
Andorran Peseta | ADP | 0.00601 |  | Andorranische Pesete | ADP | 0.00601 | 166386
Utd. Arab Emir. Dirham | AED | 0.1969 |  | Ver. Arab. Emir.-Dirham | AED | 0.1969 | 50821
Afghanistan Afghani | AFN | 0.01263 |  | Afghanischer Afghani | AFN | 0.01263 | 794446
Albanian Lek | ALL | 0.007261 |  | Albanischer Lek | ALL | 0.007261 | 142751
Armenian Dram | AMD | 0.001748 |  | Armenischer Dram | AMD | 0.001748 | 572201
NL Antillian Guilder | ANG | 0.4062 |  | NL-Antillen-Gulden | ANG | 0.4062 | 25177
Angolan New Kwanza | AON | 0.007423 |  | Angolanischer Kwanza | AON | 0.007423 | 135399
Argentine Peso | ARS | 0.09039 |  | Argentinischer Peso | ARS | 0.09039 | 110729
Austrian Schilling | ATS | 0.07267 |  | Österreichischer Schilling | ATS | 0.07267 | 137603
Australian Dollar | AUD | 0.6706 |  | Australischer Dollar | AUD | 0.6706 | 14914
Aruban Florin | AWG | 0.4085 |  | Aruba Florin | AWG | 0.4085 | 24762
Azerbaijan Manat | AZM | 0.0001844 |  | Aserbaidschanischer Manat | AZM | 0.0001844 | 5430.95
Azerbaijan New Manat | AZN | 0.9224 |  | Aserbaidschanischer Neue Manat | AZN | 0.9224 | 10856
Bosnian Mark | BAM | 0.5113 |  | Bosnisch Mark | BAM | 0.5113 | 19561
Barbados Dollar | BBD | 0.36148 |  | Barbados-Dollar | BBD | 0.361481 | 276666
Bangladeshi Taka | BDT | 0.009446 |  | Bangladeschischer Taka | BDT | 0.009446 | 109479
Belgian Franc | BEF | 0.02479 |  | Belgischer Franc | BEF | 0.02479 | 403399
Bulgarian Lev | BGN | 0.5114 |  | Bulgarischer Lew | BGN | 0.5114 | 19563
Burundi Franc | BIF | 0.0004733 |  | Burundi-Franc | BIF | 0.0004733 | 2173.86
Bermudian Dollar | BMD | 0.723 |  | Bermuda-Dollar | BMD | 0.723 | 13833
Brunei Dollar | BND | 0.5828 |  | Brunei-Dollar | BND | 0.5828 | 17662
Bolivian Boliviano | BOB | 0.1067 |  | Bolivianischer Boliviano | BOB | 0.1067 | 97767
Brazilian Real | BRL | 0.3238 |  | Brasilianischer Real | BRL | 0.3238 | 30974
Bahamian Dollar | BSD | 0.728 |  | Bahama-Dollar | BSD | 0.728 | 13878
Bhutan Ngultrum | BTN | 0.01199 |  | Bhutanischer Ngultrum | BTN | 0.01199 | 834818
Botswana Pula | BWP | 0.08345 |  | Botsuanischer Pula | BWP | 0.08345 | 12304
Belarusian Ruble | BYR | 7.25e-05 |  | Weißrusscher Rubel | BYR | 7.25e-05 | 13895.2
Belize Dollar | BZD | 0.3647 |  | Belize-Dollar | BZD | 0.3647 | 28427
Canadian Dollar | CAD | 0.6599 |  | Kanadischer Dollar | CAD | 0.6599 | 15158
Congolese Franc | CDF | 0.0007978 |  | Kongo, Dem. Rep. - Kongo Franc | CDF | 0.0007978 | 1296.15
Swiss Franc | CHF | 0.8196 |  | Schweizer Franken | CHF | 0.8196 | 12204
Chilean Peso | CLP | 0.001286 |  | Chilenischer Peso | CLP | 0.001286 | 778895
Chinese Yuan Renminbi | CNY | 0.1173 |  | Chinesischer Renminbi Yuan | CNY | 0.1173 | 85314
Colombian Peso | COP | 0.0003746 |  | Kolumbianischer Peso | COP | 0.0003746 | 2670.78
Costa Rican Colon | CRC | 0.001341 |  | Costa-Rica-Colón | CRC | 0.001341 | 773546
Cuban Convertible Peso | CUC | 0.723 |  | Kubanischer Umwandelbar Peso | CUC | 0.723 | 13833
Cuban Peso | CUP | 0.03253 |  | Kubanischer Peso | CUP | 0.03253 | 320215
Cape Verde Escudo | CVE | 0.009069 |  | Kap-Verde-Escudo | CVE | 0.009069 | 110265
Czech Koruna | CZK | 0.03645 |  | Tschechische Krone | CZK | 0.03645 | 274654
German Mark | DEM | 0.5113 |  | Deutsche Mark | DEM | 0.5113 | 19558
Djibouti Franc | DJF | 0.004085 |  | Dschibuti-Franc | DJF | 0.004085 | 258683
Danish Krone | DKK | 0.134 |  | Dänische Krone | DKK | 0.134 | 74643
Dominican R. Peso | DOP | 0.0169 |  | Dominikanischer Peso | DOP | 0.0169 | 60252
Algerian Dinar | DZD | 0.009243 |  | Algerischer Dinar | DZD | 0.009243 | 109.21
Ecuador Sucre | ECS | 0.03001 |  | Ecuadorianischer Sucre | ECS | 0.03001 | 35395.3
Estonian Kroon | EEK | 0.06391 |  | Estnische Krone | EEK | 0.06391 | 156466
Egyptian Pound | EGP | 0.1035 |  | Ägyptisches Pfund | EGP | 0.1035 | 97131
Spanish Peseta | ESP | 0.00601 |  | Spanische Pesete | ESP | 0.00601 | 166386
Ethiopian Birr | ETB | 0.03709 |  | Äthiopischer Birr | ETB | 0.03709 | 274622
Euro | EUR | 1 |  | Euro | EUR | 1 | 1
Finnish Markka | FIM | 0.1682 |  | Finnische Mark | FIM | 0.1682 | 59457
Fiji Dollar | FJD | 0.3949 |  | Fidschi-Dollar | FJD | 0.3949 | 2556
British Pound | GBP | 1.2173 | 0.8215 | Britisches Pfund | GBP |  | 0.8215
Ghanaian Cedi | GHC | 0.02568 |  | Ghanaischer Cedi | GHC | 0.02568 | 39407.9
Ghanaian New Cedi | GHS | 0.2568 |  | Ghanaischer Neuer Cedi | GHS | 0.2568 | 39408
Gambian Dalasi | GMD | 0.01849 |  | Gambischer Dalasi | GMD | 0.01849 | 554835
Guinea Franc | GNF | 0.0001045 |  | Guinea-Franc | GNF | 0.0001045 | 9938.15
Greek Drachma | GRD | 0.002935 |  | Griechische Drachme | GRD | 0.002935 | 340.75
Guatemalan Quetzal | GTQ | 0.09509 |  | Guatemaltekischer Quetzal | GTQ | 0.09509 | 109181
Guyanese Dollar | GYD | 0.003615 |  | Guyana-Dollar | GYD | 0.003615 | 276.68
Hong Kong Dollar | HKD | 0.09326 |  | Hongkong-Dollar | HKD | 0.09326 | 10726
Honduran Lempira | HNL | 0.03851 |  | Honduranische Lempira | HNL | 0.03851 | 269707
Haitian Gourde | HTG | 0.01636 |  | Haitianische Gourde | HTG | 0.01636 | 631442
Hungarian Forint | HUF | 0.003251 |  | Ungarischer Forint | HUF | 0.003251 | 307995
Indonesian Rupiah | IDR | 0.06268 |  | Indonesische Rupiah | IDR | 0.06268 | 15992.3
|  |  |  | Israelischer Neuer Schekel | ILS | 0.2088 | 2015-08-04
Indian Rupee | INR | 0.01201 |  | Indische Rupie | INR | 0.01201 | 834525
Iraqi Dinar | IQD | 0.0006277 |  | Irakischer Dinar | IQD | 0.0006277 | 1632.64
Iranian Rial | IRR | 0.02833 |  | Iranischer Rial | IRR | 0.02833 | 35369
Iceland Krona | ISK | 0.006435 |  | Isländische Krone | ISK | 0.006435 | 155555
Italian Lira | ITL | 0.0005165 |  | Italienische Lire | ITL | 0.0005165 | 1936.27
Jamaican Dollar | JMD | 0.006653 |  | Jamaikanischer Dollar | JMD | 0.006653 | 153918
Japanese Yen | JPY | 0.007061 |  | Japanischer Yen | JPY | 0.007061 | 141646
Kenyan Shilling | KES | 0.008458 |  | Kenianischer Schilling | KES | 0.008458 | 122202
Kyrgyzstanian Som | KGS | 0.01343 |  | Kirgisistan-Som | KGS | 0.01343 | 745532
Cambodian Riel | KHR | 0.0001824 |  | Kambodschanischer Riel | KHR | 0.0001824 | 5638.59
Comoros Franc | KMF | 0.002033 |  | Komoren-Franc | KMF | 0.002033 | 491968
North Korean Won | KPW | 0.005355 |  | Nordkoreanischer Won | KPW | 0.005355 | 186.75
South-Korean Won | KRW | 0.000701 |  | Südkoreanischer Won | KRW | 0.000701 | 1429.8
Cayman Islands Dollar | KYD | 0.8813 |  | Kaiman-Dollar | KYD | 0.8813 | 11748
Kazakhstan Tenge | KZT | 0.004011 |  | Kasachstan Tenge | KZT | 0.004011 | 255347
Lao Kip | LAK | 0.09109 |  | Laotischer Kip | LAK | 0.09109 | 11320.2
Lebanese Pound | LBP | 0.0004838 |  | Libanesisches Pfund | LBP | 0.0004838 | 2119.01
Sri Lanka Rupee | LKR | 0.00554 |  | Sri-Lanka-Rupie | LKR | 0.00554 | 180883
Liberian Dollar | LRD | 0.008505 |  | Liberianischer Dollar | LRD | 0.008505 | 118966
Lesotho Loti | LSL | 0.068576 |  | Lesothischer Loti | LSL | 0.068576 | 1459814
Lithuanian Litas | LTL | 0.2897 |  | Litauische Litas | LTL | 0.2897 | 34526
Luxembourg Franc | LUF | 0.02479 |  | Luxemburgischer Franc | LUF | 0.02479 | 403399
Libyan Dinar | LYD | 0.5919 |  | Libyscher Dinar | LYD | 0.5919 | 17379
Moroccan Dirham | MAD | 0.0898 |  | Marokkanischer Dirham | MAD | 0.0898 | 113515
Moldovan Leu | MDL | 0.05441 |  | Moldauischer Leu | MDL | 0.05441 | 18981
Malagasy Ariary | MGA | 0.0003106 |  | Malagasy Ariary | MGA | 0.0003106 | 3320.39
Malagasy Franc | MGF | 0.07901 |  | Madagaskar-Franc | MGF | 0.07901 | 12658.1
Macedonian Denar | MKD | 0.01634 |  | Mazedonischer Denar | MKD | 0.01634 | 620472
Myanmar Kyat | MMK | 0.0007619 |  | Myanmarischer Kyat | MMK | 0.0007619 | 1356.65
Mongolian Tugrik | MNT | 0.0004089 |  | Mongolischer Tugrik | MNT | 0.0004089 | 2452.64
Macau Pataca | MOP | 0.09203 |  | Macauische Pataca | MOP | 0.09203 | 112676
Mauritanian Ouguiya | MRO | 0.002477 |  | Mauretanische Ouguiya | MRO | 0.002477 | 414632
Mauritius Rupee | MUR | 0.02499 |  | Mauritius-Rupie | MUR | 0.02499 | 430684
Maldive Rufiyaa | MVR | 0.04743 |  | Maledivische Rufiyaa | MVR | 0.04743 | 215264
Malawi Kwacha | MWK | 0.001861 |  | Malawi-Kwacha | MWK | 0.001861 | 550331
Mexican Peso | MXN | 0.05522 |  | Mexikanischer Peso | MXN | 0.05522 | 181252
Malaysian Ringgit | MYR | 0.2216 |  | Malaysischer Ringgit | MYR | 0.2216 | 45158
Mozambique Metical | MZM | 0.02348 |  | Mosambikanischer Metical | MZM | 0.02348 | 43007.7
Mozambique New Metical | MZN | 0.02348 |  | Mosambikanischer Neuer Metical | MZN | 0.02348 | 430077
Namibia Dollar | NAD | 0.068576 |  | Namibischer Dollar | NAD | 0.068576 | 1459814
Nigerian Naira | NGN | 0.004531 |  | Nigerianische Naira | NGN | 0.004531 | 224632
Nicaraguan Cordoba Oro | NIO | 0.02841 |  | Nicaraguanischer Córdoba | NIO | 0.02841 | 362089
Dutch Guilder | NLG | 0.4538 |  | Holländischer Gulden | NLG | 0.4538 | 22037
Norwegian Kroner | NOK | 0.1209 |  | Norwegische Krone | NOK | 0.1209 | 82776
Nepalese Rupee | NPR | 0.007567 |  | Nepalesische Rupie | NPR | 0.007567 | 135568
New Zealand Dollar | NZD | 0.6199 |  | Neuseländischer Dollar | NZD | 0.6199 | 16138
Omani Rial | OMR | 18831 |  | Omani Rial | OMR | 18831 | 0.5341
Panamanian Balboa | PAB | 0.72296 |  | Panamaischer Balboa | PAB | 0.722961 | 138333
Peruvian Nuevo Sol | PEN | 0.2603 |  | Peruanischer Sol | PEN | 0.2603 | 39439
Papua New Guinea Kina | PGK | 0.2629 |  | Papua-Neuguinea-Kina | PGK | 0.2629 | 39636
Philippine Peso | PHP | 0.01626 |  | Philippinischer Peso | PHP | 0.01626 | 616642
Pakistan Rupee | PKR | 0.00739 |  | Pakistanische Rupie | PKR | 0.00739 | 137493
Polish Zloty | PLN | 0.2383 |  | Polnischer Zloty | PLN | 0.2383 | 41996
Portuguese Escudo | PTE | 0.004988 |  | Portugiesischer Escudo | PTE | 0.004988 | 200482
Paraguay Guarani | PYG | 0.0001659 |  | Paraguayischer Guarani | PYG | 0.0001659 | 6288.3
Qatari Rial | QAR | 0.1987 |  | Katar-Rial | QAR | 0.1987 | 50403
Romanian Lei | ROL | 0.02251 |  | Rumänischer Lei | ROL | 0.02251 | 44507.3
Romanian New Lei | RON | 0.2251 |  | Rumänischer Neue Lei | RON | 0.2251 | 44507
Serbian Dinar | RSD | 0.008685 |  | Serbischer Dinar | RSD | 0.008685 | 116146
Russian Rouble | RUB | 0.02028 |  | Russischer Rubel | RUB | 0.02028 | 493742
Rwandan Franc | RWF | 0.001075 |  | Ruanda-Franc | RWF | 0.001075 | 957061
Saudi Riyal | SAR | 0.1928 |  | Saudi Riyal | SAR | 0.1928 | 5189
Solomon Islands Dollar | SBD | 0.09948 |  | Salomonen-Dollar | SBD | 0.09948 | 102015
Seychelles Rupee | SCR | 0.06391 |  | Seychellen-Rupie | SCR | 0.06391 | 176054
Sudanese Dinar | SDD | 0.001275 |  | Sudanesischer Dinar | SDD | 0.001275 | 794264
Sudanese Pound | SDG | 0.1275 |  | Sudanesisches Pfund | SDG | 0.1275 | 79426
Sudanese Old Pound | SDP | 0.0003198 |  | Sudanesisches Alter Pfund | SDP | 0.0003198 | 3143.34
Swedish Krona | SEK | 0.1105 |  | Schwedische Krone | SEK | 0.1105 | 90554
Singapore Dollar | SGD | 0.5758 |  | Singapur-Dollar | SGD | 0.5758 | 17376
Slovenian Tolar | SIT | 0.004173 |  | Slowenischer Tolar | SIT | 0.004173 | 239.64
Slovak Koruna | SKK | 0.03319 |  | Slovakische Krone | SKK | 0.03319 | 30126
Sierra Leone Leone | SLL | 0.0001685 |  | Sierraleonische Leone | SLL | 0.0001685 | 6072.82
Somali Shilling | SOS | 0.0007759 |  | Somalischer Schilling | SOS | 0.0007759 | 1382.74
Suriname Dollar | SRD | 0.2224 |  | Suriname-Dollar | SRD | 0.2224 | 4565
Suriname Guilder | SRG | 0.0002224 |  | Suriname-Gulden | SRG | 0.0002224 | 4564.99
Sao Tome/Principe Dobra | STD | 0.04127 |  | São-Tomé/Príncipe-Dobra | STD | 0.04127 | 24779.3
El Salvador Colon | SVC | 0.08414 |  | El-Salvador-Colón | SVC | 0.08414 | 123664
Syrian Pound | SYP | 0.004883 |  | Syrisches Pfund | SYP | 0.004883 | 205217
Swaziland Lilangeni | SZL | 0.068576 |  | Swasilädischer Lilangeni | SZL | 0.068576 | 1459814
Thai Baht | THB | 0.0224 |  | Thailändischer Baht | THB | 0.0224 | 447993
Tajikistani Somoni | TJS | 0.1494 |  | Tadschikistan Somoni | TJS | 0.1494 | 66942
Turkmenistan Manat | TMM | 0.05074 |  | Turkmenistan-Manat | TMM | 0.05074 | 19712.5
Turkmenistan New Manat | TMT | 0.2537 |  | Turkmenistan-Neuer Manat | TMT | 0.2537 | 39425
Tunisian Dinar | TND | 0.4519 |  | Tunesischer Dinar | TND | 0.4519 | 22268
Tonga Pa'anga | TOP | 0.3887 |  | Tongaische Pa'anga | TOP | 0.3887 | 25799
Turkish Old Lira | TRL | 0.0003414 |  | Türkische Alter Lire | TRL | 0.0003414 | 2931152
Turkish Lira | TRY | 0.3414 |  | Türkische Lire | TRY | 0.3414 | 29312
Trinidad/Tobago Dollar | TTD | 0.1137 |  | Trinidad/Tobago-Dollar | TTD | 0.1137 | 90993
Taiwan Dollar | TWD | 0.02394 |  | Taiwanesischer Dollar | TWD | 0.02394 | 41842
Tanzanian Shilling | TZS | 0.000449 |  | Tansania-Schilling | TZS | 0.000449 | 2327.76
Ukraine Hryvnia | UAH | 0.06354 |  | Ukrainische Griwna | UAH | 0.06354 | 16.34
Uganda Shilling | UGX | 0.0002898 |  | Uganda-Schilling | UGX | 0.0002898 | 3540.62
US Dollar | USD | 0.723 |  | US Dollar | USD | 0.723 | 13833
Uruguayan Peso | UYU | 0.03208 |  | Uruguayischer Peso | UYU | 0.03208 | 323795
Uzbekistan Som | UZS | 0.0003193 |  | Uzbekistanischer Som | UZS | 0.0003193 | 3187.19
Venezuelan Bolivar | VEB | 0.000115 |  | Venezuelanischer Bolivar | VEB | 0.000115 | 8716.89
Venezuelan Bolivar Fuerte | VEF | 0.115 |  | Venezuelanischer Bolivar Fuerte | VEF | 0.115 | 87169
Vietnamese Dong | VND | 0.03433 |  | Vietnamesischer Dong | VND | 0.03433 | 29146.8
Vanuatu Vatu | VUV | 0.007774 |  | Vanuatu-Vatu | VUV | 0.007774 | 131416
Samoan Tala | WST | 0.3186 |  | Samoanischer Tala | WST | 0.3186 | 32649
CFA Franc BEAC | XAF | 0.001524 |  | CFA Franc BEAC | XAF | 0.001524 | 655957
Silver (oz.) | XAG | 139862 |  | Silber (Uz.) | XAG | 139862 | 0.07161
Gold (oz.) | XAU | 934954 |  | Gold (Uz.) | XAU | 934954 | 0.00107
East Caribbean Dollar | XCD | 0.2689 |  | East Caribbean Dollar | XCD | 0.2689 | 37584
ECU | XEU | 1 |  | ECU | XEU | 1 | 1
CFA Franc BCEAO | XOF | 0.001524 |  | CFA Franc BCEAO | XOF | 0.001524 | 655957
Palladium (oz.) | XPD | 586502 |  | Palladium (Uz.) | XPD | 586502 | 0.001713
CFP Franc | XPF | 0.00838 |  | Zentraler Pazifischer Franc | XPF | 0.00838 | 119332
Yemeni Rial | YER | 0.003366 |  | Yemen Rial | YER | 0.003366 | 297905
Yugoslav Dinar | YUN | 0.008685 |  | Jugoslawischer Dinar | YUN | 0.008685 | 116146
South African Rand | ZAR | 0.06858 |  | Südafrikanischer Rand | ZAR | 0.06858 | 145981
Zambian Kwacha | ZMK | 0.0001397 |  | Sambischer Kwacha | ZMK | 0.0001397 | 7371.63
Zambian Kwacha | ZMW | 0.1154 |  | Sambischer Kwacha | ZMW | 0.1154 | 87692
Zimbabwe Dollar | ZWD | 0.001937 |  | Simbabwe-Dollar | ZWD | 0.001937 | 520547

## FLH_Worldwide
Source: Pietzcker et.al, Using the sun to decarbonize the power sector: The economic potential of photovoltaics and concentrating solar power; Applied Energy 135 (2014) 704-720, Supplementary Information Table 9; For Germany: Updated based on Fraunhofer ISE www.ise.fraunhofer.de/de/veroeffentlichungen/veroeffentlichungen-pdf-dateien/studien-und-konzeptpapiere/aktuelle-fakten-zur-photovoltaik-in-deutschland.pdf)
Full load hours PV
Name | FLH (weighted average) | Min (top 90%) | Max
Unit:
Afghanistan |  | 1500 | 1800
Algeria |  | 1450 | 1800
Azerbaijan |  | 1200 | 1550
Albania |  | 1200 | 1450
Armenia |  | 1300 | 1300
Andorra |  | 1350 | 1350
Angola |  | 1400 | 1600
Argentina |  | 750 | 1550
Australia |  | 1050 | 1850
Austria |  | 1050 | 1250
Bahrain |  | 1600 | 1700
Botswana |  | 1250 | 1450
Belgium |  | 950 | 1050
Bahamas, The |  | 1600 | 1700
Bangladesh |  | 1400 | 1500
Belize |  | 1450 | 1500
Bosnia and Herzegovina |  | 1100 | 1350
Bolivia |  | 1250 | 1650
Myanmar (Burma) |  | 1350 | 1550
Benin |  | 1500 | 1600
Belarus |  | 1050 | 1150
Brazil |  | 1150 | 1800
Bhutan |  | 1400 | 1550
Bulgaria |  | 1150 | 1300
Brunei |  | 1400 | 1500
Burundi |  | 1450 | 1550
Canada |  | 900 | 1450
Cambodia |  | 1400 | 1500
Chad |  | 1600 | 1750
Sri Lanka |  | 1450 | 1700
Republic of the Congo |  | 1250 | 1400
Democratic Rep. of the Congo |  | 1300 | 1600
China |  | 1150 | 1750
Hong Kong |  | 1150 | 1150
Chile |  | 750 | 1650
Cameroon |  | 1450 | 1600
Colombia |  | 1200 | 1850
Costa Rica |  | 1350 | 1750
Central African Republic |  | 1400 | 1550
Cuba |  | 1500 | 1800
Cyprus |  | 1550 | 1750
Czech Republic |  | 950 | 1050
Denmark |  | 1050 | 1100
Djibouti |  | 1600 | 1750
Dominica |  | 1850 | 1900
Dominican Republic |  | 1550 | 1850
Ecuador |  | 1200 | 1700
Egypt |  | 1600 | 1900
Ireland |  | 800 | 1050
Estonia |  | 1150 | 1250
Eritrea |  | 1600 | 1800
El Salvador |  | 1600 | 1850
Ethiopia |  | 1600 | 1850
French Guiana |  | 1400 | 1550
Finland |  | 850 | 1250
France |  | 1000 | 1550
Gambia, The |  | 1550 | 1650
Gabon |  | 1250 | 1450
Georgia |  | 1150 | 1350
Ghana |  | 1450 | 1600
Guernsey |  | 1200 | 1250
Germany |  | 900 | 1230
Greece |  | 1300 | 1800
Guatemala |  | 1500 | 1850
Guinea |  | 1500 | 1600
Guyana |  | 1450 | 1700
Haiti |  | 1500 | 1600
Honduras |  | 1500 | 1750
Croatia |  | 1100 | 1350
Hungary |  | 1100 | 1200
Iceland |  | 750 | 950
Indonesia |  | 1300 | 1750
Man, Isle of |  | 850 | 850
India |  | 1400 | 1850
Iran |  | 1500 | 1800
Israel |  | 1600 | 1800
Israel-Disputed (Golan Heights) |  | 1550 | 1700
Israel-Disputed (West Bank) |  | 1550 | 1750
Israel-Disputed (Gaza Strip) |  | 1650 | 1700
Italy |  | 1200 | 1650
Cote dIvoire (Ivory Coast) |  | 1400 | 1600
Iraq |  | 1500 | 1600
Japan |  | 1100 | 1450
Jersey |  | 1200 | 1200
Jamaica |  | 1650 | 1800
Jordan |  | 1550 | 1800
Kenya |  | 1500 | 1850
Kyrgyzstan |  | 1300 | 1650
Korea, North |  | 1350 | 1500
Korea, South |  | 1300 | 1350
Kuwait |  | 1500 | 1750
Kazakhstan |  | 1200 | 1550
Laos |  | 1300 | 1500
Lebanon |  | 1450 | 1750
Latvia |  | 1100 | 1250
Lithuania |  | 1050 | 1200
Slovakia |  | 950 | 1100
Liechtenstein |  | 1050 | 1050
Lesotho |  | 1100 | 1100
Luxembourg |  | 900 | 1000
Libya |  | 1450 | 1800
Madagascar |  | 1350 | 1550
Martinique |  | 1900 | 1950
Moldova |  | 1150 | 1250
Mongolia |  | 1400 | 1750
Malawi |  | 1400 | 1650
Macedonia (FYROM) |  | 1150 | 1350
Mali |  | 1550 | 1600
Morocco |  | 1500 | 1850
Mauritania |  | 1500 | 1950
Malta |  | 1650 | 1700
Oman |  | 1600 | 1850
Montenegro |  | 1100 | 1350
Mexico |  | 1550 | 1950
Malaysia |  | 1350 | 1650
Mozambique |  | 1200 | 1500
Niger |  | 1650 | 1800
Nigeria |  | 1450 | 1750
Netherlands |  | 900 | 1100
Norway |  | 750 | 1050
Nepal |  | 1550 | 1750
Suriname |  | 1500 | 1750
Netherlands Antilles |  | 1800 | 1900
Nicaragua |  | 1500 | 1850
New Zealand |  | 750 | 900
Paraguay |  | 1050 | 1150
Peru |  | 1450 | 1800
Pakistan |  | 1550 | 1800
Poland |  | 950 | 1050
Panama |  | 1300 | 1600
Portugal |  | 1300 | 1650
Papua New Guinea |  | 1300 | 1650
Guinea-Bissau |  | 1550 | 1700
Qatar |  | 1500 | 1850
Romania |  | 1100 | 1250
Philippines |  | 1350 | 1750
Puerto Rico |  | 1650 | 1850
Russia |  | 850 | 1550
Rwanda |  | 1400 | 1500
Saudi Arabia |  | 1550 | 1900
South Africa |  | 1000 | 1300
Senegal |  | 1500 | 1750
Slovenia |  | 1150 | 1300
Sierra Leone |  | 1350 | 1500
Somalia |  | 1550 | 1950
Spain |  | 1350 | 1900
Serbia |  | 1100 | 1200
Sudan |  | 1550 | 1850
Sweden |  | 750 | 1250
Syria |  | 1550 | 1750
Switzerland |  | 1050 | 1250
United Arab Emirates |  | 1600 | 1900
Trinidad and Tobago |  | 1600 | 1600
Thailand |  | 1350 | 1600
Tajikistan |  | 1500 | 1600
Togo |  | 1450 | 1550
Tunisia |  | 1400 | 1750
Turkey |  | 1350 | 1750
Taiwan |  | 1100 | 1500
Turkmenistan |  | 1350 | 1550
Tanzania |  | 1500 | 1800
Uganda |  | 1450 | 1750
United Kingdom |  | 800 | 1150
Ukraine |  | 1100 | 1350
United States |  | 1350 | 1950
Burkina Faso |  | 1550 | 1600
Uruguay |  | 850 | 900
Uzbekistan |  | 1350 | 1600
Venezuela |  | 1500 | 1950
Vietnam |  | 1050 | 1550
Namibia |  | 1300 | 1550
Western Sahara |  | 1600 | 1950
Swaziland |  | 1050 | 1150
Yemen |  | 1600 | 1850
Zambia |  | 1450 | 1650
Zimbabwe |  | 1350 | 1550

## Scenario 1
| Total system cost |  |  | Inverter
Year | Min | Max | Average | Min | Max
2014 | 935 | 1055 | 995 | 100 | 120
2015 | 900.6398 | 1020.893 | 960.7664 | 92.6245 | 111.1494
2016 | 869.293 | 989.9465 | 929.6198 | 86.1927 | 103.4312
2017 | 840.6234 | 961.8192 | 901.2213 | 80.5724 | 96.6869
2018 | 814.3487 | 936.2244 | 875.2866 | 75.6551 | 90.7861
2019 | 790.2295 | 912.9189 | 851.5742 | 71.3504 | 85.6205
2020 | 768.05 | 891.6822 | 829.8661 | 67.5801 | 81.0961
2021 | 747.6087 | 872.3072 | 809.9579 | 64.2751 | 77.1301
2022 | 728.7152 | 854.5962 | 791.6557 | 61.3734 | 73.6481
2023 | 711.1906 | 838.3621 | 774.7764 | 58.82 | 70.5841
2024 | 694.8692 | 823.4302 | 759.1497 | 56.5661 | 67.8793
2025 | 679.6 | 809.6405 | 744.6203 | 54.5689 | 65.4827
2026 | 665.2478 | 796.8487 | 731.0483 | 52.7917 | 63.35
2027 | 651.6932 | 784.9271 | 718.3101 | 51.2028 | 61.4433
2028 | 638.8322 | 773.7636 | 706.2979 | 49.7753 | 59.7303
2029 | 626.5748 | 763.2612 | 694.918 | 48.4865 | 58.1838
2030 | 614.8437 | 753.3361 | 684.0899 | 47.3173 | 56.7808
2031 | 603.5726 | 743.9165 | 673.7446 | 46.2516 | 55.5019
2032 | 592.705 | 734.9409 | 663.8229 | 45.2757 | 54.3308
2033 | 582.1925 | 726.3566 | 654.2746 | 44.3782 | 53.2539
2034 | 571.9938 | 718.1186 | 645.0562 | 43.5495 | 52.2594
2035 | 562.0736 | 710.188 | 636.1308 | 42.7813 | 51.3375
2036 | 552.4013 | 702.5316 | 627.4665 | 42.0666 | 50.4799
2037 | 542.951 | 695.1207 | 619.0359 | 41.3995 | 49.6795
2038 | 533.6998 | 687.9306 | 610.8152 | 40.775 | 48.93
2039 | 524.6283 | 680.9395 | 602.7839 | 40.1885 | 48.2261
2040 | 515.7192 | 674.1288 | 594.924 | 39.6362 | 47.5635
2041 | 506.9578 | 667.4819 | 587.2199 | 39.115 | 46.9379
2042 | 498.3309 | 660.9846 | 579.6577 | 38.6218 | 46.3461
2043 | 489.8269 | 654.6239 | 572.2254 | 38.1542 | 45.785
2044 | 481.4358 | 648.3888 | 564.9123 | 37.7099 | 45.2519
2045 | 473.1484 | 642.2692 | 557.7088 | 37.287 | 44.7444
2046 | 464.9567 | 636.2563 | 550.6065 | 36.8837 | 44.2605
2047 | 454.7178 | 628.4533 | 541.5856 | 36.4986 | 43.7983
2048 | 444.7503 | 620.6923 | 532.7213 | 36.1301 | 43.3562
2049 | 434.9561 | 613.107 | 524.0316 | 35.7772 | 42.9326
2050 | 425.3224 | 605.685 | 515.5037 | 35.4386 | 42.5263
2051 |  |  |  | 35.4386 | 42.5263
2052 |  |  |  | 35.4386 | 42.5263
2053 |  |  |  | 35.4386 | 42.5263
2054 |  |  |  | 35.4386 | 42.5263
2055 |  |  |  | 35.4386 | 42.5263
2056 |  |  |  | 35.4386 | 42.5263
2057 |  |  |  | 35.4386 | 42.5263
2058 |  |  |  | 35.4386 | 42.5263
2059 |  |  |  | 35.4386 | 42.5263
2060 |  |  |  | 35.4386 | 42.5263
2061 |  |  |  | 35.4386 | 42.5263
2062 |  |  |  | 35.4386 | 42.5263
2063 |  |  |  | 35.4386 | 42.5263
2064 |  |  |  | 35.4386 | 42.5263
2065 |  |  |  | 35.4386 | 42.5263

## Scenario 2
| Total system cost |  |  | Inverter
Year | Min | Max | Average | Min | Max
2014 | 935 | 1055 | 995 | 100 | 120
2015 | 900.6398 | 1020.893 | 960.7664 | 92.6245 | 111.1494
2016 | 868.8455 | 989.4618 | 929.1537 | 86.0803 | 103.2964
2017 | 839.3124 | 960.3948 | 899.8536 | 80.2507 | 96.3008
2018 | 811.8043 | 933.4515 | 872.6279 | 75.044 | 90.0529
2019 | 786.1435 | 908.4529 | 847.2982 | 70.3891 | 84.4669
2020 | 762.188 | 885.2573 | 823.7226 | 66.2277 | 79.4732
2021 | 739.8168 | 863.7443 | 801.7806 | 62.5101 | 75.0121
2022 | 718.9196 | 843.8041 | 781.3619 | 59.1925 | 71.031
2023 | 699.3898 | 825.3299 | 762.3599 | 56.2347 | 67.4816
2024 | 681.1221 | 808.2145 | 744.6683 | 53.5992 | 64.3191
2025 | 664.0107 | 792.3495 | 728.1801 | 51.2512 | 61.5014
2026 | 647.9508 | 777.6257 | 712.7883 | 49.1581 | 58.9897
2027 | 632.8398 | 763.9356 | 698.3877 | 47.2897 | 56.7477
2028 | 618.5795 | 751.1752 | 684.8773 | 45.6188 | 54.7425
2029 | 605.0775 | 739.2459 | 672.1617 | 44.1204 | 52.9445
2030 | 592.2488 | 728.0564 | 660.1526 | 42.7728 | 51.3273
2031 | 580.0161 | 717.5235 | 648.7698 | 41.5565 | 49.8678
2032 | 568.3101 | 707.5721 | 637.9411 | 40.4547 | 48.5456
2033 | 557.0695 | 698.1355 | 627.6025 | 39.4527 | 47.3432
2034 | 546.2403 | 689.1549 | 617.6976 | 38.538 | 46.2456
2035 | 535.7752 | 680.5785 | 608.1769 | 37.6998 | 45.2398
2036 | 525.6331 | 672.3611 | 598.9971 | 36.9287 | 44.3144
2037 | 512.1523 | 661.0912 | 586.6217 | 36.2168 | 43.4601
2038 | 499.1022 | 650.0288 | 574.5655 | 35.5571 | 42.6686
2039 | 486.5712 | 639.4934 | 563.0323 | 34.9439 | 41.9327
2040 | 474.5006 | 629.4273 | 551.9639 | 34.3721 | 41.2465
2041 | 462.8397 | 619.7806 | 541.3101 | 33.8372 | 40.6046
2042 | 451.545 | 610.5102 | 531.0276 | 33.3354 | 40.0025
2043 | 440.5789 | 601.5785 | 521.0787 | 32.8635 | 39.4362
2044 | 429.9087 | 592.953 | 511.4308 | 32.4186 | 38.9023
2045 | 419.5057 | 584.6049 | 502.0553 | 31.9981 | 38.3977
2046 | 409.3452 | 576.5092 | 492.9272 | 31.5999 | 37.9198
2047 | 399.4052 | 568.6438 | 484.0245 | 31.2219 | 37.4663
2048 | 389.6665 | 560.989 | 475.3278 | 30.8626 | 37.0351
2049 | 380.112 | 553.5277 | 466.8199 | 30.5203 | 36.6243
2050 | 370.7267 | 546.2444 | 458.4855 | 30.1937 | 36.2324
2051 |  |  |  | 30.1937 | 36.2324
2052 |  |  |  | 30.1937 | 36.2324
2053 |  |  |  | 30.1937 | 36.2324
2054 |  |  |  | 30.1937 | 36.2324
2055 |  |  |  | 30.1937 | 36.2324
2056 |  |  |  | 30.1937 | 36.2324
2057 |  |  |  | 30.1937 | 36.2324
2058 |  |  |  | 30.1937 | 36.2324
2059 |  |  |  | 30.1937 | 36.2324
2060 |  |  |  | 30.1937 | 36.2324
2061 |  |  |  | 30.1937 | 36.2324
2062 |  |  |  | 30.1937 | 36.2324
2063 |  |  |  | 30.1937 | 36.2324
2064 |  |  |  | 30.1937 | 36.2324
2065 |  |  |  | 30.1937 | 36.2324

## Scenario 3
| Total system cost |  |  | Inverter
Year | Min | Max | Average | Min | Max
2014 | 935 | 1055 | 995 | 100 | 120
2015 | 900.6398 | 1020.893 | 960.7664 | 92.6245 | 111.1494
2016 | 868.6238 | 989.2216 | 928.9227 | 86.0247 | 103.2296
2017 | 838.6418 | 959.6661 | 899.154 | 80.0863 | 96.1035
2018 | 810.4558 | 931.9815 | 871.2187 | 74.7209 | 89.665
2019 | 783.8919 | 905.9907 | 844.9413 | 69.8613 | 83.8335
2020 | 758.8202 | 881.5632 | 820.1917 | 65.4549 | 78.5459
2021 | 735.1413 | 858.6004 | 796.8708 | 61.4591 | 73.751
2022 | 712.7755 | 837.0249 | 774.9002 | 57.8385 | 69.4062
2023 | 691.6556 | 816.7721 | 754.2139 | 54.5621 | 65.4745
2024 | 671.7205 | 797.7836 | 734.752 | 51.6023 | 61.9228
2025 | 652.9107 | 780.0022 | 716.4565 | 48.9334 | 58.7201
2026 | 635.1657 | 763.3688 | 699.2672 | 46.5311 | 55.8373
2027 | 618.4216 | 747.8199 | 683.1207 | 44.3717 | 53.246
2028 | 602.6114 | 733.2875 | 667.9494 | 42.4326 | 50.9191
2029 | 587.6652 | 719.6996 | 653.6824 | 40.692 | 48.8304
2030 | 573.5118 | 706.9819 | 640.2469 | 39.1291 | 46.9549
2031 | 560.0802 | 695.0592 | 627.5697 | 37.7244 | 45.2693
2032 | 544.9608 | 681.7654 | 613.3631 | 36.4599 | 43.7519
2033 | 526.8005 | 665.2481 | 596.0243 | 35.3192 | 42.3831
2034 | 509.8726 | 649.9681 | 579.9204 | 34.2875 | 41.1449
2035 | 494.0184 | 635.7755 | 564.897 | 33.3515 | 40.0218
2036 | 479.0996 | 622.5381 | 550.8189 | 32.4996 | 38.9995
2037 | 464.9968 | 610.1402 | 537.5685 | 31.7218 | 38.0661
2038 | 451.6072 | 598.4809 | 525.044 | 31.009 | 37.2108
2039 | 438.8422 | 587.4728 | 513.1575 | 30.3536 | 36.4243
2040 | 426.626 | 577.0399 | 501.8329 | 29.7489 | 35.6987
2041 | 414.8934 | 567.1167 | 491.005 | 29.1892 | 35.027
2042 | 403.5883 | 557.6462 | 480.6173 | 28.6694 | 34.4033
2043 | 392.6626 | 548.5794 | 470.621 | 28.1852 | 33.8222
2044 | 382.0747 | 539.8735 | 460.9741 | 27.7328 | 33.2793
2045 | 371.7885 | 531.4912 | 451.6399 | 27.3089 | 32.7707
2046 | 361.773 | 523.4004 | 442.5867 | 26.9108 | 32.293
2047 | 352.0011 | 515.5727 | 433.7869 | 26.5359 | 31.8431
2048 | 342.449 | 507.9834 | 425.2162 | 26.182 | 31.4184
2049 | 333.096 | 500.6107 | 416.8534 | 25.8472 | 31.0167
2050 | 323.9241 | 493.4355 | 408.6798 | 25.5299 | 30.6358
2051 |  |  |  | 25.5299 | 30.6358
2052 |  |  |  | 25.5299 | 30.6358
2053 |  |  |  | 25.5299 | 30.6358
2054 |  |  |  | 25.5299 | 30.6358
2055 |  |  |  | 25.5299 | 30.6358
2056 |  |  |  | 25.5299 | 30.6358
2057 |  |  |  | 25.5299 | 30.6358
2058 |  |  |  | 25.5299 | 30.6358
2059 |  |  |  | 25.5299 | 30.6358
2060 |  |  |  | 25.5299 | 30.6358
2061 |  |  |  | 25.5299 | 30.6358
2062 |  |  |  | 25.5299 | 30.6358
2063 |  |  |  | 25.5299 | 30.6358
2064 |  |  |  | 25.5299 | 30.6358
2065 |  |  |  | 25.5299 | 30.6358

## Scenario 4
| Total system cost |  |  | Inverter
Year | Min | Max | Average | Min | Max
2014 | 935 | 1055 | 995 | 100 | 120
2015 | 900.6398 | 1020.893 | 960.7664 | 92.6245 | 111.1494
2016 | 868.5013 | 989.0889 | 928.7951 | 85.9939 | 103.1927
2017 | 838.2651 | 959.2567 | 898.7609 | 79.9939 | 95.9927
2018 | 809.6832 | 931.139 | 870.4111 | 74.5359 | 89.4431
2019 | 782.5718 | 904.5467 | 843.5592 | 69.5524 | 83.4629
2020 | 756.7929 | 879.3385 | 818.0657 | 64.9912 | 77.9894
2021 | 732.2418 | 855.4082 | 793.825 | 60.8105 | 72.9725
2022 | 708.8379 | 832.676 | 770.757 | 56.9764 | 68.3717
2023 | 686.519 | 811.081 | 748.8 | 53.461 | 64.1532
2024 | 665.2359 | 790.5766 | 727.9062 | 50.2405 | 60.2886
2025 | 644.9485 | 771.1262 | 708.0374 | 47.2941 | 56.7529
2026 | 625.6228 | 752.6991 | 689.1609 | 44.6035 | 53.5242
2027 | 607.2271 | 735.2678 | 671.2475 | 42.1517 | 50.582
2028 | 589.7305 | 718.8044 | 654.2674 | 39.9225 | 47.907
2029 | 573.0996 | 703.2789 | 638.1892 | 37.9006 | 45.4807
2030 | 552.9028 | 684.5173 | 618.7101 | 36.0706 | 43.2847
2031 | 529.3701 | 662.1909 | 595.7805 | 34.4174 | 41.3009
2032 | 507.7096 | 641.7029 | 574.7062 | 32.9259 | 39.5111
2033 | 487.724 | 622.8855 | 555.3047 | 31.5816 | 37.8979
2034 | 469.2289 | 605.576 | 537.4025 | 30.3701 | 36.4441
2035 | 452.0535 | 589.6194 | 520.8365 | 29.2777 | 35.1333
2036 | 436.0414 | 574.87 | 505.4557 | 28.2918 | 33.9501
2037 | 421.0516 | 561.1929 | 491.1223 | 27.4004 | 32.8804
2038 | 406.9578 | 548.4655 | 477.7117 | 26.5927 | 31.9112
2039 | 393.6486 | 536.5772 | 465.1129 | 25.859 | 31.0308
2040 | 381.026 | 525.4292 | 453.2276 | 25.1906 | 30.2287
2041 | 369.0046 | 514.9345 | 441.9695 | 24.5799 | 29.4959
2042 | 357.5101 | 505.0165 | 431.2633 | 24.02 | 28.824
2043 | 346.4786 | 495.6082 | 421.0434 | 23.5052 | 28.2062
2044 | 335.8544 | 486.6512 | 411.2528 | 23.0302 | 27.6362
2045 | 325.5899 | 478.0948 | 401.8423 | 22.5905 | 27.1086
2046 | 315.6437 | 469.8948 | 392.7692 | 22.1823 | 26.6188
2047 | 305.9802 | 462.0127 | 383.9965 | 21.8022 | 26.1627
2048 | 296.5687 | 454.4152 | 375.4919 | 21.4472 | 25.7367
2049 | 287.3822 | 447.073 | 367.2276 | 21.1148 | 25.3378
2050 | 278.3978 | 439.9608 | 359.1793 | 20.8027 | 24.9632
2051 |  |  |  | 20.8027 | 24.9632
2052 |  |  |  | 20.8027 | 24.9632
2053 |  |  |  | 20.8027 | 24.9632
2054 |  |  |  | 20.8027 | 24.9632
2055 |  |  |  | 20.8027 | 24.9632
2056 |  |  |  | 20.8027 | 24.9632
2057 |  |  |  | 20.8027 | 24.9632
2058 |  |  |  | 20.8027 | 24.9632
2059 |  |  |  | 20.8027 | 24.9632
2060 |  |  |  | 20.8027 | 24.9632
2061 |  |  |  | 20.8027 | 24.9632
2062 |  |  |  | 20.8027 | 24.9632
2063 |  |  |  | 20.8027 | 24.9632
2064 |  |  |  | 20.8027 | 24.9632
2065 |  |  |  | 20.8027 | 24.9632

## Opex&Lifetime
Year | Opex EUR/kW/year | Lifetime |  | Investment cost Sc1/Sc4 (avg) | Investment cost Scenario 1 | Investment cost Scenario 4 |  | Opex (EUR/kW/year) | Lifetime (years)
2014 | 20 | 25 | 2.01% | 995 | 995 | 995 | 2014 | 20 | 25
2015 | 19.7222 | 25.1389 | 2.053% | 960.7664 | 960.7664 | 960.7664 | 2050 | 10 | 30
2016 | 19.4444 | 25.2778 | 2.093% | 929.2074 | 929.6198 | 928.7951 |  | (linear development assumed)
2017 | 19.1667 | 25.4167 | 2.13% | 899.9911 | 901.2213 | 898.7609
2018 | 18.8889 | 25.5556 | 2.164% | 872.8488 | 875.2866 | 870.4111
2019 | 18.6111 | 25.6944 | 2.196% | 847.5667 | 851.5742 | 843.5592
2020 | 18.3333 | 25.8333 | 2.225% | 823.9659 | 829.8661 | 818.0657
2021 | 18.0556 | 25.9722 | 2.252% | 801.8915 | 809.9579 | 793.825
2022 | 17.7778 | 26.1111 | 2.276% | 781.2063 | 791.6557 | 770.757
2023 | 17.5 | 26.25 | 2.297% | 761.7882 | 774.7764 | 748.8
2024 | 17.2222 | 26.3889 | 2.316% | 743.528 | 759.1497 | 727.9062
2025 | 16.9444 | 26.5278 | 2.333% | 726.3288 | 744.6203 | 708.0374
2026 | 16.6667 | 26.6667 | 2.347% | 710.1046 | 731.0483 | 689.1609
2027 | 16.3889 | 26.8056 | 2.359% | 694.7788 | 718.3101 | 671.2475
2028 | 16.1111 | 26.9444 | 2.368% | 680.2827 | 706.2979 | 654.2674
2029 | 15.8333 | 27.0833 | 2.375% | 666.5536 | 694.918 | 638.1892
2030 | 15.5556 | 27.2222 | 2.388% | 651.4 | 684.0899 | 618.7101
2031 | 15.2778 | 27.3611 | 2.407% | 634.7625 | 673.7446 | 595.7805
2032 | 15 | 27.5 | 2.422% | 619.2646 | 663.8229 | 574.7062
2033 | 14.7222 | 27.6389 | 2.434% | 604.7897 | 654.2746 | 555.3047
2034 | 14.4444 | 27.7778 | 2.443% | 591.2293 | 645.0562 | 537.4025
2035 | 14.1667 | 27.9167 | 2.449% | 578.4836 | 636.1308 | 520.8365
2036 | 13.8889 | 28.0556 | 2.452% | 566.4611 | 627.4665 | 505.4557
2037 | 13.6111 | 28.1944 | 2.452% | 555.0791 | 619.0359 | 491.1223
2038 | 13.3333 | 28.3333 | 2.45% | 544.2634 | 610.8152 | 477.7117
2039 | 13.0556 | 28.4722 | 2.445% | 533.9484 | 602.7839 | 465.1129
2040 | 12.7778 | 28.6111 | 2.438% | 524.0758 | 594.924 | 453.2276
2041 | 12.5 | 28.75 | 2.429% | 514.5947 | 587.2199 | 441.9695
2042 | 12.2222 | 28.8889 | 2.418% | 505.4605 | 579.6577 | 431.2633
2043 | 11.9444 | 29.0278 | 2.405% | 496.6344 | 572.2254 | 421.0434
2044 | 11.6667 | 29.1667 | 2.39% | 488.0825 | 564.9123 | 411.2528
2045 | 11.3889 | 29.3056 | 2.374% | 479.7756 | 557.7088 | 401.8423
2046 | 11.1111 | 29.4444 | 2.356% | 471.6879 | 550.6065 | 392.7692
2047 | 10.8333 | 29.5833 | 2.341% | 462.791 | 541.5856 | 383.9965
2048 | 10.5556 | 29.7222 | 2.324% | 454.1066 | 532.7213 | 375.4919
2049 | 10.2778 | 29.8611 | 2.306% | 445.6296 | 524.0316 | 367.2276
2050 | 10 | 30 | 2.287% | 437.3415 | 515.5037 | 359.1793